## Savings Method - INPUTS (hidden)
Life Cycle Cost Analysis |  | Project Information |  |  |  | School | [8 empty] | 1 | 0 | 0
Savings Comparison | [5 empty] | Building | [8 empty] | 2 | 0 | 0
Input Table | [5 empty] | Project Name | [8 empty] | 3 | 0 | 0
Date | [5 empty] | Project Type (lighting, heating, etc) | [8 empty] | 4 | 0 | 0
[15 empty] | 5 | 0 | 0
Costs | Cost Differential between Baseline and Proposed | [5 empty] | Ongoing Costs | [5 empty] | Cost Assumption Notes |  | 6 | 0 | 0
| Total Cost ($) |  | Incentives ($) |  | Net Cost ($) |  | Equipment Life (Years) |  |  | Replacement Cost ($) |  |  | What is assumed for materials? Are labor/overhead costs included in initial costs? Have ongoing maintenance costs been included? |  | 7 | 0 | 0
Note that in all cases, costs are to be added in today's dollars, which the calculator will convert as appropriate. |  |  |  |  | 0 |  |  |  |  | 0 |  |  |  |  | 8 | 0 | 0 | 0 | 0
[15 empty] | 9 | 0 | 0 | 0 | 0 | 0
| Annual Operating/Replacement Cost | [13 empty] | 10 | 0 | 0
|  |  | Materials |  | Labor/Maintenance |  |  |  | Material |  | Labor/Maintenance |  |  |  | 11
| Year 1 |  | 0 | 0 | 0 |  | Year 11 |  | 0 | 0 | 0 |  |  |  | 12
| Year 2 |  | 0 | 0 | 0 |  | Year 12 |  | 0 | 0 | 0 |  |  |  | 13
| Year 3 |  | 0 | 0 | 0 |  | Year 13 |  | 0 | 0 | 0 |  |  |  | 14
| Year 4 |  | 0 | 0 | 0 |  | Year 14 |  | 0 | 0 | 0 |  |  |  | 15
| Year 5 |  | 0 | 0 | 0 |  | Year 15 |  | 0 | 0 | 0 |  |  |  | 16
| Year 6 |  | 0 | 0 | 0 |  | Year 16 |  | 0 | 0 | 0 |  |  |  | 17
| Year 7 |  | 0 | 0 | 0 |  | Year 17 |  | 0 | 0 | 0 |  |  |  | 18
| Year 8 |  | 0 | 0 | 0 |  | Year 18 |  | 0 | 0 | 0 |  |  |  | 19
| Year 9 |  | 0 | 0 | 0 |  | Year 19 |  | 0 | 0 | 0 |  |  |  | 20
| Year 10 |  | 0 | 0 | 0 |  | Year 20 |  | 0 | 0 | 0
| Total 20 Year Materials Cost (Unescalated) |  |  |  |  | IGNORE IF USING MACRO
| Total 20 Year Labor Cost (Unescalated) |  |  |  |  | 0
| Remaining Equipment Value in Year 20 |  |  |  |  | 0
Annual Savings | Cambridge |  |  | Boston (Allston) |  |  | Boston (Longwood) |  |  | Boston (Other) |  |  | Savings Assumption Notes
| Savings | Cost | GHG | Savings | Cost | GHG | Savings | Cost | GHG | Savings | Cost | GHG | Enter assumptions here
Electricity (kWh) |  | 0 | 0 |  | 0 | 0 |  | 0 | 0 |  | 0 | 0
Natural Gas (Therms) |  | 0 | 0 |  | 0 | 0 |  | 0 | 0 |  | 0 | 0
Chilled Water (Ton-Days) |  | 0 | 0 | N/A |  |  |  | 0 | 0 | N/A
Steam (MMBtu) |  | 0 | 0 |  | 0 | 0 |  | 0 | 0 | N/A
Water/Sewer (Ccf) |  | 0 | N/A |  | 0 | N/A |  | 0 | N/A |  | 0 | N/A
#2 Fuel Oil (Gallons) |  | 0 | 0 |  | 0 | 0 |  | 0 | 0 |  | 0 | 0
#4 Fuel Oil (Barrels) |  | 0 | 0 |  | 0 | 0 |  | 0 | 0 |  | 0 | 0
Transportation Gas (Therms) |  | 0 | 0 |  | 0 | 0 |  | 0 | 0 |  | 0 | 0
Res. Direct Electricity (kWh) |  | 0 | 0 | N/A |  |  | N/A |  |  | N/A
CUSTOM |  | 0 | 0 |  | 0 | 0 |  | 0 | 0 |  | 0 | 0
| CUSTOM Cost/Unit ($) | [5 empty] | CUSTOM GHG/Unit (MTCDE)
| Total Annual Cost Savings |  |  | 0 |  |  | Total Annual GHG Savings |  |  | 0
Assumptions Note that edits to the fields at right will affect the results, but all Harvard projects must use the default rates. | Discount Rate
|  | Electricity | Natural Gas | Chilled Water | Steam | Water | Fuel Oils | Transport. Gas | Custom Units | Cost of Carbon | Materials | Maint. and Labor | Study Period | Cost of Carbon ($/MTCDE)
| 8% | 3% | 4% | 3.1% | 1.6% | 3.32% | 3.5% | 2% | 0% | 0% | 1.73% | 1.73% | 20 | 0
Note on A36: gek447: Uses Electric Direct Serve Cambridge and Boston Average of rates
Note on B8: LCC Instructions: Enter the difference in costs to implement the energy conservation measure being tested including all materials, labor, and overhead but excluding incentives. E.g. If the baseline case costs $50 but the proposed ECM costs $75, then enter $25 here. If the baseline case costs more than the proposed ECM, enter a negative value of the difference. Initial Cost(Alternate) - Initial Cost(Baseline)
Note on C27: Rate Info: The rates below refer to the "Savings to University" system, which includes only the variable costs for all Harvard District Utilities.
Note on D8: LCC Instructions: Enter the difference in available incentives between the baseline and the alternate: Incentive(Alternate) - Incentive (Baseline)
Note on D12: Instructions: By entering values in the "Ongoing Costs" section in cells H8 and K8, the calculator will automatically populate this sections based on the life of the equipment. If additional material purchases are required please enter these manually using today's dollars. If entering data manually, which is required if the baseline and alternate have different replacement schedules (e.g. the baseline is replaced every 2 years while the alternate is replaced every 5 years), this cell should equal: MaterialCost(Alternate) - MaterialCost(Baseline) Enter all values in today's dollars. The calculator will adjust for inflation/discount rates.
Note on F12: Instructions: Please enter the difference in annual or one-time maintence costs between the baseline and proposed ECM here (e.g. sensor recalibration, cleaning filters, etc.). If there is no difference between the two cases, nothing needs to be entered. If the baseline case costs more to maintain than the proposed case, enter the difference in value as a negative number. MaintenanceCost(Alternate) - Maintenance Cost(Baseline)
Note on F27: Rate Info: The rates below refer to the "Savings to University" system, which includes only the variable costs for all Harvard District Utilities.
Note on H8: Instructions: Must be a whole number (no decimals). Round to the nearest year.
Note on I27: Rate Info: The rates below refer to the "Savings to University" system, which includes only the variable costs for all Harvard District Utilities.
Note on K8: Instructions: Replacement cost defaults to the "Total Cost" entered at left. If replacement costs are different than the Total Cost, please enter that value here.
Note on L27: Rate Info: The rates below refer to the "Savings to University" system, which includes only the variable costs for all Harvard District Utilities.
Reset Calculator

## Savings Method - RESULTS (hidden)
Life Cycle Cost Analysis | Project Information | School | 0
Savings Comparison |  | Building | 0
Results Table |  | Project Name | 0
Date |  | Project Type (lighting, heating, etc) | 0
20 Year Savings (Net Present Value) | 0 |  | 20 Year GHG Savings (MTCDE) | 0
Simple Payback Analysis
Savings to University Variable Cost Only
First Year Utility Savings (FY13 rates) | 0
Simple Payback Period (Years) | #DIV/0!
First Year Return on Investment | #DIV/0!
Life Cycle Cost Metrics
Savings to University Variable Cost Only
20 Year Net Present Value | 0
20 Yr Savings to Investment Ratio | #DIV/0!
Discounted Payback Period (Years) | #DIV/0!
Adjusted Internal Rate of Return | #N/A |  |  |  | #DIV/0! | AIRR (FEMP)
Greenhouse Gas Metrics
Savings to University Variable Cost Only
Annual GHG Savings (MTCDE) | 0
20 Year GHG Savings (MTCDE) | 0
20 Yr Investment Cost / 20 Yr GHG | #DIV/0!
20 Yr Net Present Value / 20 Yr GHG | #DIV/0! |  | Note: Discounted Payback Period occurs on the last year the line crosses the x axis
Baseline Assumptions | RESET Baseline Assumptions
ECM Assumptions | RESET ECM Assumptions
Analysis and Recommendations
Note on B7: Joel McKellar: Please Note: While building-level utility expenses will realize the full reductions represented in the Utility Costs (Fixed and Variable) column, the bottom line savings to the University will be net of the redistributed fixed costs for infrastructure which is represented in the column labeled Utility Costs (Variable Cost Only). This information should be considered when prioritizing measures and when evaluating building plant alternatives to the existing district energy systems.
Note on B12: Joel McKellar: While building-level utility expenses will realize the full reductions represented in the Utility Costs (Fixed and Variable) column, the bottom line savings to the University will be net of the redistributed fixed costs for infrastructure which is represented in the column labeled Utility Costs (Variable Cost Only). This information should be considered when prioritizing measures and when evaluating building plant alternatives to the existing district energy systems.
Note on B18: Joel McKellar: While building-level utility expenses will realize the full reductions represented in the Utility Costs (Fixed and Variable) column, the bottom line savings to the University will be net of the redistributed fixed costs for infrastructure which is represented in the column labeled Utility Costs (Variable Cost Only). This information should be considered when prioritizing measures and when evaluating building plant alternatives to the existing district energy systems.

## Savings_Detail (hidden)
Annual Costs
Year |  | Cambridge Chilled Water | Cambridge Electricity | Cambridge Steam | Cambridge Water/Sewer | Boston Water/Sewer | Residential Direct Electric | Commercial Direct Electric | #2 fuel oil | #4 fuel oil | Boston Gas | Cambridge gas | transportation gas | Longwood Steam | Longwood Chilled Water | Longwood Electricity | CARBON | USER DEFINED (ignored for LCC Macro) | Total Annual Savings | Present Value of Annual Savings | Annual Material Costs | Present Value of Annual Material Costs | Annual Labor Costs | Present Value of Labor Costs | Total Annual Savings (non-discounted) | Present Value including all one time costs | Cumulative Net Savings | GHG | IGNORE (values used to calculate DPP)
FY2013 | 0 | [17 empty] | 0 | [5 empty] | 0 | 0 | 0 |  | 0 | 0 | 0
FY2014 | 1 | 0 | 0 | 0 | 0 | 0 | 0 | 0 | 0 | 0 | 0 | 0 | 0 | 0 | 0 | 0 | 0 | #VALUE! | 0 | 0 | 0 | 0 | 0 | 0 | 0 | 0 | 0 |  | 1 | 1 | 0
FY2015 | 2 | 0 | 0 | 0 | 0 | 0 | 0 | 0 | 0 | 0 | 0 | 0 | 0 | 0 | 0 | 0 | 0 | #VALUE! | 0 | 0 | 0 | 0 | 0 | 0 | 0 | 0 | 0 |  | 2 | 4 | 0
FY2016 | 3 | 0 | 0 | 0 | 0 | 0 | 0 | 0 | 0 | 0 | 0 | 0 | 0 | 0 | 0 | 0 | 0 | #VALUE! | 0 | 0 | 0 | 0 | 0 | 0 | 0 | 0 | 0 |  | 3 | 9 | 0
FY2017 | 4 | 0 | 0 | 0 | 0 | 0 | 0 | 0 | 0 | 0 | 0 | 0 | 0 | 0 | 0 | 0 | 0 | #VALUE! | 0 | 0 | 0 | 0 | 0 | 0 | 0 | 0 | 0 |  | 4 | 16 | 0
FY2018 | 5 | 0 | 0 | 0 | 0 | 0 | 0 | 0 | 0 | 0 | 0 | 0 | 0 | 0 | 0 | 0 | 0 | #VALUE! | 0 | 0 | 0 | 0 | 0 | 0 | 0 | 0 | 0 |  | 5 | 25 | 0
FY2019 | 6 | 0 | 0 | 0 | 0 | 0 | 0 | 0 | 0 | 0 | 0 | 0 | 0 | 0 | 0 | 0 | 0 | #VALUE! | 0 | 0 | 0 | 0 | 0 | 0 | 0 | 0 | 0 |  | 6 | 36 | 0
FY2020 | 7 | 0 | 0 | 0 | 0 | 0 | 0 | 0 | 0 | 0 | 0 | 0 | 0 | 0 | 0 | 0 | 0 | #VALUE! | 0 | 0 | 0 | 0 | 0 | 0 | 0 | 0 | 0 |  | 7 | 49 | 0
FY2021 | 8 | 0 | 0 | 0 | 0 | 0 | 0 | 0 | 0 | 0 | 0 | 0 | 0 | 0 | 0 | 0 | 0 | #VALUE! | 0 | 0 | 0 | 0 | 0 | 0 | 0 | 0 | 0 |  | 8 | 64 | 0
FY2022 | 9 | 0 | 0 | 0 | 0 | 0 | 0 | 0 | 0 | 0 | 0 | 0 | 0 | 0 | 0 | 0 | 0 | #VALUE! | 0 | 0 | 0 | 0 | 0 | 0 | 0 | 0 | 0 |  | 9 | 81 | 0
FY2023 | 10 | 0 | 0 | 0 | 0 | 0 | 0 | 0 | 0 | 0 | 0 | 0 | 0 | 0 | 0 | 0 | 0 | #VALUE! | 0 | 0 | 0 | 0 | 0 | 0 | 0 | 0 | 0 |  | 10 | 100 | 0
FY2024 | 11 | 0 | 0 | 0 | 0 | 0 | 0 | 0 | 0 | 0 | 0 | 0 | 0 | 0 | 0 | 0 | 0 | #VALUE! | 0 | 0 | 0 | 0 | 0 | 0 | 0 | 0 | 0 |  | 11 | 121 | 0
FY2025 | 12 | 0 | 0 | 0 | 0 | 0 | 0 | 0 | 0 | 0 | 0 | 0 | 0 | 0 | 0 | 0 | 0 | #VALUE! | 0 | 0 | 0 | 0 | 0 | 0 | 0 | 0 | 0 |  | 12 | 144 | 0
FY2026 | 13 | 0 | 0 | 0 | 0 | 0 | 0 | 0 | 0 | 0 | 0 | 0 | 0 | 0 | 0 | 0 | 0 | #VALUE! | 0 | 0 | 0 | 0 | 0 | 0 | 0 | 0 | 0 |  | 13 | 169 | 0
FY2027 | 14 | 0 | 0 | 0 | 0 | 0 | 0 | 0 | 0 | 0 | 0 | 0 | 0 | 0 | 0 | 0 | 0 | #VALUE! | 0 | 0 | 0 | 0 | 0 | 0 | 0 | 0 | 0 |  | 14 | 196 | 0
FY2028 | 15 | 0 | 0 | 0 | 0 | 0 | 0 | 0 | 0 | 0 | 0 | 0 | 0 | 0 | 0 | 0 | 0 | #VALUE! | 0 | 0 | 0 | 0 | 0 | 0 | 0 | 0 | 0 |  | 15 | 225 | 0
FY2029 | 16 | 0 | 0 | 0 | 0 | 0 | 0 | 0 | 0 | 0 | 0 | 0 | 0 | 0 | 0 | 0 | 0 | #VALUE! | 0 | 0 | 0 | 0 | 0 | 0 | 0 | 0 | 0 |  | 16 | 256 | 0
FY2030 | 17 | 0 | 0 | 0 | 0 | 0 | 0 | 0 | 0 | 0 | 0 | 0 | 0 | 0 | 0 | 0 | 0 | #VALUE! | 0 | 0 | 0 | 0 | 0 | 0 | 0 | 0 | 0 |  | 17 | 289 | 0
FY2031 | 18 | 0 | 0 | 0 | 0 | 0 | 0 | 0 | 0 | 0 | 0 | 0 | 0 | 0 | 0 | 0 | 0 | #VALUE! | 0 | 0 | 0 | 0 | 0 | 0 | 0 | 0 | 0 |  | 18 | 324 | 0
FY2032 | 19 | 0 | 0 | 0 | 0 | 0 | 0 | 0 | 0 | 0 | 0 | 0 | 0 | 0 | 0 | 0 | 0 | #VALUE! | 0 | 0 | 0 | 0 | 0 | 0 | 0 | 0 | 0 |  | 19 | 361 | 0
FY2033 | 20 | 0 | 0 | 0 | 0 | 0 | 0 | 0 | 0 | 0 | 0 | 0 | 0 | 0 | 0 | 0 | 0 | #VALUE! | 0 | 0 | 0 | 0 | 0 | 0 | 0 | 0 | 0 |  | 20 | 400 | 0
[19 empty] | 20 Year Totals | 0 |  | 0 |  | 0 |  | 0
[29 empty] | 0 | 0 | 0
#DIV/0!
GHG Consumption
Year |  | Cambridge Chilled Water | Cambridge Electricity | Cambridge Steam | Cambridge Water/Sewer | Boston Water/Sewer | Residential Direct Electric | Commercial Direct Electric | #2 fuel oil | #4 fuel oil | Boston Gas | Cambridge gas | Transportation Gas | Longwood Steam | Longwood Chilled Water | Longwood Electricity | CUSTOM UNITS |  | Total GHG Consumed (MTCDE)
FY2013 | 0
FY2014 | 1 | 0 | 0 | 0 | 0 | 0 | 0 | 0 | 0 | 0 | 0 | 0 | 0 | 0 | 0 | 0 | 0 | 0 | [10 empty] | #VALUE!
FY2015 | 2 | 0 | 0 | 0 | 0 | 0 | 0 | 0 | 0 | 0 | 0 | 0 | 0 | 0 | 0 | 0 | 0 | 0
FY2016 | 3 | 0 | 0 | 0 | 0 | 0 | 0 | 0 | 0 | 0 | 0 | 0 | 0 | 0 | 0 | 0 | 0 | 0
FY2017 | 4 | 0 | 0 | 0 | 0 | 0 | 0 | 0 | 0 | 0 | 0 | 0 | 0 | 0 | 0 | 0 | 0 | 0
FY2018 | 5 | 0 | 0 | 0 | 0 | 0 | 0 | 0 | 0 | 0 | 0 | 0 | 0 | 0 | 0 | 0 | 0 | 0
FY2019 | 6 | 0 | 0 | 0 | 0 | 0 | 0 | 0 | 0 | 0 | 0 | 0 | 0 | 0 | 0 | 0 | 0 | 0
FY2020 | 7 | 0 | 0 | 0 | 0 | 0 | 0 | 0 | 0 | 0 | 0 | 0 | 0 | 0 | 0 | 0 | 0 | 0
FY2021 | 8 | 0 | 0 | 0 | 0 | 0 | 0 | 0 | 0 | 0 | 0 | 0 | 0 | 0 | 0 | 0 | 0 | 0
FY2022 | 9 | 0 | 0 | 0 | 0 | 0 | 0 | 0 | 0 | 0 | 0 | 0 | 0 | 0 | 0 | 0 | 0 | 0
FY2023 | 10 | 0 | 0 | 0 | 0 | 0 | 0 | 0 | 0 | 0 | 0 | 0 | 0 | 0 | 0 | 0 | 0 | 0
FY2024 | 11 | 0 | 0 | 0 | 0 | 0 | 0 | 0 | 0 | 0 | 0 | 0 | 0 | 0 | 0 | 0 | 0 | 0
FY2025 | 12 | 0 | 0 | 0 | 0 | 0 | 0 | 0 | 0 | 0 | 0 | 0 | 0 | 0 | 0 | 0 | 0 | 0
FY2026 | 13 | 0 | 0 | 0 | 0 | 0 | 0 | 0 | 0 | 0 | 0 | 0 | 0 | 0 | 0 | 0 | 0 | 0
FY2027 | 14 | 0 | 0 | 0 | 0 | 0 | 0 | 0 | 0 | 0 | 0 | 0 | 0 | 0 | 0 | 0 | 0 | 0
FY2028 | 15 | 0 | 0 | 0 | 0 | 0 | 0 | 0 | 0 | 0 | 0 | 0 | 0 | 0 | 0 | 0 | 0 | 0
FY2029 | 16 | 0 | 0 | 0 | 0 | 0 | 0 | 0 | 0 | 0 | 0 | 0 | 0 | 0 | 0 | 0 | 0 | 0
FY2030 | 17 | 0 | 0 | 0 | 0 | 0 | 0 | 0 | 0 | 0 | 0 | 0 | 0 | 0 | 0 | 0 | 0 | 0
FY2031 | 18 | 0 | 0 | 0 | 0 | 0 | 0 | 0 | 0 | 0 | 0 | 0 | 0 | 0 | 0 | 0 | 0 | 0
FY2032 | 19 | 0 | 0 | 0 | 0 | 0 | 0 | 0 | 0 | 0 | 0 | 0 | 0 | 0 | 0 | 0 | 0 | 0
FY2033 | 20 | 0 | 0 | 0 | 0 | 0 | 0 | 0 | 0 | 0 | 0 | 0 | 0 | 0 | 0 | 0 | 0 | 0
[18 empty] | 20 Year Total | 0 | MTCDE

## LCC Macro (hidden)
1) Unhide the "Savings Method - INPUTS", "Savings Method - RESULTS" and "Savings_Detail" worksheets to run the LCC Macro 2) Paste in source data; note hidden columns under School & ECM Information; if source data is from the ECM data request worksheet C.1, it will paste in properly 3) Click on cell A5 to start "Run LCC All Rows"
School and ECM Information | [11 empty] | Budget |  | Cost Data; Macro will not run without Total Cost |  |  |  |  | Non-utility Inputs |  | Cambridge Utilities |  |  |  | Boston (Any Location) |  |  | Oil (Any Location) |  | Natural Gas |  |  | Boston (Longwood) Utilities |  |  | Data for when utility savings is missing |  |  | Savings Summary |  | Simple Payback Analysis |  |  | Life Cycle Cost Metrics |  |  |  | Greenhouse Gas Metrics
School/ unit | Status (Completed/ Planned/ Potential) | Project is likely to be implemented "Y/N" | Project Fiscal Year Start | Project Fiscal Year Complete | Building Name | Root | Building Type | Building Category | Energy Conservation Measure | ECM Type | ECM Category | Capital/ Operating | Capital Plan Project Unique Identifier (XXX-XX-XXXXXX) | Total Cost ($) | Rebate ($) | Net Cost ($) | Replacement Cost ($) | Equipment Life (Years) | Materials ($) | Labor/ Maintenance ($) | Cambridge Chilled Water (Ton-Days) | Cambridge Electricity (kWh) | Cambridge Steam (MMBtu) | Cambridge Water (Ccf) | Boston Water (Ccf) | Res. Electric (kWh) | Comm. Electric (kWh) | #2 Fuel Oil (Gallons) | #4 Fuel Oil (Barrels) | Boston Gas (Therms) | Cambridge Gas (Therms) | Transportation Gas (Therms) | Longwood Steam (MMBtu) | Longwood Chilled Water (Ton-Days) | Longwood Electricity (kWh) | Annual Energy Reduction (KBTU) | Annual GHG Reduction (MTCDE) | Annual Savings ($) | 20 Year Savings (NPV) | 20 Year GHG Savings (MTCDE) | Annual Savings (FY13 rates) | Simple Payback Period (Years) | Return on Investment (%) | 20 Year Net Present Value ($) | 20 Yr Savings to Investment Ratio (SIR) | Discounted Payback Period (Years) | Adjusted Internal Rate of Return (%) | Annual GHG Savings (MTCDE) | 20 Year GHG Savings (MTCDE) | 20 Yr Investment Cost / 20 Yr GHG ($/MTCDE) | 20 Yr Net Present Savings / 20 Yr GHG ($/MTCDE)
Run LCC All Rows
Run LCC Highlighted Row Highlight in Column A
Clear LCC Macro Worksheet
Format Results Columns

## INPUTS - NARRATIVE
Harvard Green Revolving Fund | [7 empty] | GRF Project #
Date Rec'd
Project Application | [7 empty] | Amt Approved
Shaded areas reserved for OFS use
I. PROJECT DESCRIPTION AND DETAILS
A. Administration
1. Project Sponsor (Faculty or Department) |  |  |  | 2. Project Title (Department -- Target Infrastructure -- Intended Modification)
3. Project Manager |  |  |  | 4. Building Name and Number (if applicable)
5. Project Type (Check all that apply) |  |  |  | 6. Utility Reduction Project Type (Check all that apply)
_GHG/Utility Reduction _ Innovation |  |  |  | _Lab | _Green IT | _Commissioning |  | _ HVAC
Note: GHG/Utility Reduction Projects must complete LCC. Innovation projects complete LCC as applicable.
B. Project Objective
Describe project objective (i.e., resource reductions, etc.). Please also include educational co-benefits and/or behavioral changes this project addresses.
C. Implementation Plan and Timeline
Describe specific project details and please include an anticipated project timeline.
D. Post-Project Validation and Follow-Up
Please include post-project measurement and verification data, case study and web article plans (see policy document for examples).
E. Environmental Reductions/Impacts
Describe in detail the anticipated environmental reductions, including annual utility reductions, emissions reductions and $/MTCDE. Please use Harvard's Lifecycle Cost Calculator, which is included this application.
Anticipated Project Start Date
Anticipated Project Completion Date
Anticipated Funding Draw Date
Project Payback (based on estimated utility savings when applicable)
Requested Adjusted Repayment Schedule
G. Project Finances
Total Project Cost
Total Incentives/Rebates (N/A if not applicable)
Incentives/Rebates Applied to Project Cost
Final Loan Funding Requested
Full Cost/Incremental/Other
Note: All rebate-eligible loans must pursue incentives/rebates. The final amount requested should be the total project cost less rebates. Please explain if you are requesting the rebate/incentive dollars.
II. ACCOUNTING
| Tub | Org | Object | Fund | Activity (NOT CIP) | Sub-Activity |  | Root | Percent of loan to be paid to or from this account
Account Paid To |  |  | 930_
Secondary Account Paid To |  |  | 930_
Repayments From |  |  | 930_
Secondary Repayments From |  |  | 930_
`
Please Provide a Financial Contact | Name: | [5 empty] | Phone:
Email:
III. APPROVALS
1. Project Manager (Borrower) |  |  |  | Date | 2. Tub/Unit Financial Officer (Repayer) |  |  |  | Date
3. GBS Associate Director |  |  |  | Date | 4. GRF Manager |  |  |  | Date
5. Campus Services Chief Financial Officer |  |  |  | Date | 6. Vice President for Campus Services |  |  |  | Date
IV. ATTACHMENTS
List any other attachments that were submitted in support of this application. Examples include contractor documents, additional calculations and rebate/incentive documentation.
Questions or to Submit : Rachel Martinez, Office for Sustainability, rachel_martinez@harvard.edu, 617-495-3822
Note on B30: jes463: Loans must be drawn within a year of approval or will have to go back to committee for reapproval.
Note on B31: jes463: For non-utility reduction Innovation Projects, please explain how you calculated payback.
Note on B32: jes463: A school or unit can set-up repayment to pay off the loan more quickly than when based on utility savings. For non-utility reduction Innovation Projects, please propose a payback schedule and justification for up to than 5 years.
Note on B35: Verly, Caroleen J: If this is a solar project, do not include the income from solar incentives here.
Note on B48: jes463: This should be the person overseeing the accounting. Does not need to be the senior finance person who signs form.
Note on F42: jes463: Must be 9301 or 9302. Can only use transfer object codes.
Note on L42: jes463: If more than two accounts, please provide a separate spreadsheet.

## INPUTS
Life Cycle Costing |  | Project Information |  |  |  | School | [9 empty] | 0 | 0 | 0
Calculator |  | Calculator last updated August 2018 |  |  |  | Building | [9 empty] | 0 | 0 | 0
Input Table | [5 empty] | Project Name | [9 empty] | 0 | 0 | 0
Date | [5 empty] | Project Type (lighting, heating, etc) | [9 empty] | 0 | 0 | 0
| BASELINE |  |  |  | Option A |  |  |  | Option B |  |  |  | Notes |  |  | 0 | 0 | 0
Costs | [15 empty] | 0 | 0 | 0
| Initial Costs | [11 empty] | Cost Assumption Notes |  |  | 0 | 0 | 0
| Total Cost |  | 0 |  | Total Cost |  |  |  | Total Cost |  | 0 |  |  |  |  | 0 | 0 | 0
| Incentives |  | 0 |  | Incentives |  | 0 |  | Incentives |  | 0 |  |  |  |  | 0 | 0 | 0
| Net Costs |  | 0 |  | Net Costs |  | 0 |  | Net Costs |  | 0 |  |  |  |  | 0 | 0 | 0
[16 empty] | 0 | 0 | 0
Instructions - Please complete cells marked in green. Detailed instructions can be found by moving the mouse over cells with red triangles. | Replacement Costs | [14 empty] | 0 | 0 | 0
| Expected Life (Years) |  | 20 |  | Expected Life (Years) |  | 20 |  | Expected Life (Years) |  | 20 |  |  |  |  | 0 | 0 | 0
| Replacement Cost |  | 0 |  | Replacement Cost |  |  |  | Replacement Cost |  | 0 |  |  |  |  | 0 | 0 | 0
[16 empty] | 0 | 0 | 0
| One Time Operating Costs | [14 empty] | 0 | 0 | 0
|  | Materials | Labor | Total |  | Materials | Labor | Total |  | Materials | Labor | Total |  |  |  | 0 | 0 | 0
FY18 | Year 1 | 0 | 0 | 0 | Year 1 | 0 | 0 | 0 | Year 1 | 0 | 0 | 0 |  |  | 1 | 0 | 0 | 0
FY19 | Year 2 | 0 | 0 | 0 | Year 2 | 0 | 0 | 0 | Year 2 | 0 | 0 | 0 |  |  | 2 | 0 | 0 | 0
FY20 | Year 3 | 0 | 0 | 0 | Year 3 | 0 | 0 | 0 | Year 3 | 0 | 0 | 0 |  |  | 3 | 0 | 0 | 0
FY21 | Year 4 | 0 | 0 | 0 | Year 4 | 0 | 0 | 0 | Year 4 | 0 | 0 | 0 |  |  | 4
FY22 | Year 5 | 0 | 0 | 0 | Year 5 | 0 | 0 | 0 | Year 5 | 0 | 0 | 0 |  |  | 5
FY23 | Year 6 | 0 | 0 | 0 | Year 6 | 0 | 0 | 0 | Year 6 | 0 | 0 | 0 |  |  | 6
FY24 | Year 7 | 0 | 0 | 0 | Year 7 | 0 | 0 | 0 | Year 7 | 0 | 0 | 0 |  |  | 7
FY25 | Year 8 | 0 | 0 | 0 | Year 8 | 0 | 0 | 0 | Year 8 | 0 | 0 | 0 |  |  | 8
FY26 | Year 9 | 0 | 0 | 0 | Year 9 | 0 | 0 | 0 | Year 9 | 0 | 0 | 0 |  |  | 9
FY27 | Year 10 | 0 | 0 | 0 | Year 10 | 0 | 0 | 0 | Year 10 | 0 | 0 | 0 |  |  | 10
FY28 | Year 11 | 0 | 0 | 0 | Year 11 | 0 | 0 | 0 | Year 11 | 0 | 0 | 0 |  |  | 11
FY29 | Year 12 | 0 | 0 | 0 | Year 12 | 0 | 0 | 0 | Year 12 | 0 | 0 | 0 |  |  | 12
FY30 | Year 13 | 0 | 0 | 0 | Year 13 | 0 | 0 | 0 | Year 13 | 0 | 0 | 0 |  |  | 13
FY31 | Year 14 | 0 | 0 | 0 | Year 14 | 0 | 0 | 0 | Year 14 | 0 | 0 | 0 |  |  | 14
FY32 | Year 15 | 0 | 0 | 0 | Year 15 | 0 | 0 | 0 | Year 15 | 0 | 0 | 0 |  |  | 15
FY33 | Year 16 | 0 | 0 | 0 | Year 16 | 0 | 0 | 0 | Year 16 | 0 | 0 | 0 |  |  | 16
FY34 | Year 17 | 0 | 0 | 0 | Year 17 | 0 | 0 | 0 | Year 17 | 0 | 0 | 0 |  |  | 17
FY35 | Year 18 | 0 | 0 | 0 | Year 18 | 0 | 0 | 0 | Year 18 | 0 | 0 | 0 |  |  | 18
FY36 | Year 19 | 0 | 0 | 0 | Year 19 | 0 | 0 | 0 | Year 19 | 0 | 0 | 0 |  |  | 19
FY37 | Year 20 | 0 | 0 | 0 | Year 20 | 0 | 0 | 0 | Year 20 | 0 | 0 | 0 |  |  | 20
| Totals | 0 | 0 | 0 | Totals | 0 | 0 | 0 | Totals | 0 | 0 | 0
| Yr 20 Remaining Equip. Value |  |  | 0 | Yr 20 Remaining Equip. Value |  |  | 0 | Yr 20 Remaining Equip. Value |  |  | 0
| BASELINE |  |  |  | Option A |  |  |  | Option B
Annual Consumption
| Annual Consumption |  | Cost ($) | GHG (MTCDE) | Annual Consumption |  | Cost ($) | GHG (MTCDE) | Annual Consumption |  | Cost ($) | GHG (MTCDE) | Annual Consumption Notes
Cambridge District Electricity (kWh) |  |  | 0 | 0 |  |  | 0 | 0 |  |  | 0 | 0
Longwood Electricity (kWh) |  |  | 0 | 0 |  |  | 0 | 0 |  |  | 0 | 0
Residential Direct Electricity (kWh) |  |  | 0 | 0 |  |  | 0 | 0 |  |  | 0 | 0
Commercial Direct Electricity (kWh) |  |  | 0 | 0 |  |  | 0 | 0 |  |  | 0 | 0
Cambridge Natural Gas (Therms) |  |  | 0 | 0 |  |  | 0 | 0 |  |  | 0 | 0
Boston Natural Gas (Therms) |  |  | 0 | 0 |  |  | 0 | 0 |  |  | 0 | 0
Cambridge Chilled Water (Ton-Days) |  |  | 0 | 0 |  |  | 0 | 0 |  |  | 0 | 0
Longwood Chilled Water (Ton-Days) |  |  | 0 | 0 |  |  | 0 | 0 |  |  | 0 | 0
Cambridge Steam (MMBtu) |  |  | 0 | 0 |  |  | 0 | 0 |  |  | 0 | 0
Longwood Steam (MMBtu) |  |  | 0 | 0 |  |  | 0 | 0 |  |  | 0 | 0
Cambridge Water/Sewer (Ccf) |  |  | 0 | N/A |  |  | 0 | N/A |  |  | 0 | N/A
Boston Water/Sewer (Ccf) |  |  | 0 | N/A |  |  | 0 | N/A |  |  | 0 | N/A
#2 Fuel Oil (Gallons) |  |  | 0 | 0 |  |  | 0 | 0 |  |  | 0 | 0
#4 Fuel Oil (Barrels) |  |  | 0 | 0 |  |  | 0 | 0 |  |  | 0 | 0
Transportation Gas (Therms) |  |  | 0 | 0 |  |  | 0 | 0 |  |  | 0 | 0
Custom (Units) |  |  | 0 | 0 |  |  | 0 | 0 |  |  | 0 | 0
| TOTALS |  | 0 | 0 | TOTALS |  | 0 | 0 | TOTALS |  | 0 | 0
| CUSTOM Cost/Unit ($) | [5 empty] | CUSTOM GHG/Unit (MTCDE)
Assumptions Note that edits to the fields at right will affect the results, but all Harvard projects must use the default rates. | Discount Rate | Escalation Rates | [10 empty] | Study Period | Cost of Carbon ($/MTCDE)
|  | Electricity | Natural Gas | Chilled Water | Steam | Water | Fuel Oils | Transport. Gas (Hess) | CUSTOM Cost | Cost of Carbon | Materials | Maint. and Labor
| 8% | 3% | 4% | 3.1% | 1.6% | 3.32% | 3.5% | 2% | 0% | 0% | 1.73% | 1.73% | 20 | 0
Note on A45: Demand Charges: No demand charge savings are included in this calculator at this time, however this could be accomplished by using the CUSTOM cells by entering the number of kW or MW produced during the peak period in row 60 and then the cost per kW or MW in row 62. Note that for buildings on Harvard's district systems, our demand charges are determined in aggregate (i.e. a single campus demand charge is levied instead of individual buildings).
Note on A46: Demand Charges: No demand charge savings are included in this calculator at this time, however this could be accomplished by using the CUSTOM cells by entering the number of kW or MW produced during the peak period in row 60 and then the cost per kW or MW in row 62.
Note on A47: From E&U FY14 Budget Spreadsheets: Electric Direct Service Accounts are the average of Boston and Cambridge residential rates. No demand charge savings are included in this calculator at this time, however this could be accomplished by using the CUSTOM cells by entering the number of kW or MW produced during the peak period in row 60 and then the cost per kW or MW in row 62.
Note on A48: From E&U FY14 Budget Spreadsheets: Electric Direct Service Accounts are the average of Boston and Cambridge commercial rates. No demand charge savings are included in this calculator at this time, however this could be accomplished by using the CUSTOM cells by entering the number of kW or MW produced during the peak period in row 60 and then the cost per kW or MW in row 62.
Note on A49: Instructions: Costs are the average of the commercial and residential rates for Cambridge.
Note on A60: Custom: This category is for any unit of consumption that is not covered by the utilities above. It could be widgets, other utility rates, or any other unit that would be affected that has an associated cost and/or GHG impact. The $/unit and GHG/unit must be entered in Row 62, and is applied equally to the baselijne and each option. The escalation rate for these costs is listed in cell J67, and this can be edited as desired.
Note on B8: Total Cost: This should include all initial costs associated with this option, i.e. turnkey costs for installation. Labor, overhead, shipping, materials, and financing costs should all be included. If the system is existing (i.e. no costs are associated with the baseline), enter $0 here.
Note on B9: Incentives: Enter the total value of incentives that can be earned by the installation of this system, in postive dollars (e.g. if a $1000 rebate is expected from the utility, enter $1000, not -$1000).
Note on B10: Net Costs: The value of the Total Cost minus the Incentives.
Note on B13: Expected Life: Enter the total expected life (i.e. how long before it will need to be replaced) of the entire system or key components (e.g. lamp replacement in a lighting system). The LCC will automatically enter the Replacement Cost in the row below in the appropriate Year(s) of "One Time Operating Costs" cell below. If the lifespan is unknown, leave the expected life at the default 20 year value and note this fact in the Cost Assumption Notes. If there are multiple and differing lifespans of subcomponents, (e.g. sensors would need to be replaced every 5 years, but motors and other components would last 15 years), then leave the expected life at the default 20 years and manually enter the schedule replacement costs in the appropriate rows in the One Time Operating costs section. Enter $0 in the Replacement Cost section in this scenario.
Note on B14: Replacement Cost: This value defaults to the Total Cost entered above, without including rebates (which are typically offered only once), but should be changed if replacement costs differ from the initial installation (i.e. if initial costs include the full cost of a lighting fixture, but the replacement costs would only include relamping). Enter the value of what it would cost today to perform the replacement, do not escalate these costs based on the year the replacement will take place.
Note on B43: Annual Consumption: Enter the consumption of this option using the correct location and using the unit shown in (). If you cannot find the correct utility or location, use the CUSTOM row and enter values for these units on Row 62.
Note on B62: CUSTOM Cost/Unit ($): This cell is where the $/unit value is entered for the units of consumption provided in Row 60.
Note on B65: Discount Rate: The interest rate that is used to account for the time value of money. The purpose of this figure is to allow the LCC to compare the investment returns of an ECM against the returns of a theoretical yield an investment in the Harvard endowment would earn.This rate is set by the Harvard Finance Working Group.
Note on C17: One Time Material/Capital Cost: These columns are to be used to enter any ongoing capital costs associated with this system. These costs are typically associated with equipment replacement. Enter all values in today's dollars. The LCC will escalate and discount pricing automatically. There are separate columns for Materials and Labor due to the fact that Material costs are assumed to retain value and may escalate at a separate rate than the Labor costs.
Note on C65: Details: Escalation rates represent the ten-year average escalation as projected by Harvard Engineering & Utilities.
Note on C67: Escalation rates: Input based on weighted average of HU past and projected cost/escalation trend data
Note on D17: Labor: Enter any labor costs associated with maintaining this system in the appropriate year here. Labor costs are separate from the Material costs due to the fact that they may be escalated at a different rate and are not considered to hold value once the costs are incurred. Enter all values in today's dollars.
Note on D43: Rate Info: The rates below refer to the "Savings to University" system, which includes only the variable costs for all Harvard District Utilities.
Note on D67: Escalation rates: Input based on weighted average of HU past and projected cost/escalation trend data
Note on E67: Escalation rates: Input based on weighted average of HU past and projected cost/escalation trend data
Note on F8: Total Cost: This should include all initial costs associated with this option, i.e. turnkey costs for installation. Labor, overhead, shipping, materials, and financing costs should all be included. If the system is existing (i.e. no costs are associated with the baseline), enter $0 here.
Note on F9: Incentives: Enter the total value of incentives that can be earned by the installation of this system, in postive dollars (e.g. if a $1000 rebate is expected from the utility, enter $1000, not -$1000).
Note on F10: Net Costs: The value of the Total Cost minus the Incentives.
Note on F13: Expected Life: Enter the total expected life (i.e. how long before it will need to be replaced) of the entire system or key components (e.g. lamp replacement in a lighting system). The LCC will automatically enter the Replacement Cost in the row below in the appropriate Year(s) of "One Time Operating Costs" cell below. If the lifespan is unknown, leave the expected life at the default 20 year value and note this fact in the Cost Assumption Notes. If there are multiple and differing lifespans of subcomponents, (e.g. sensors would need to be replaced every 5 years, but motors and other components would last 15 years), then leave the expected life at the default 20 years and manually enter the schedule replacement costs in the appropriate rows in the One Time Operating costs section. Enter $0 in the Replacement Cost section in this scenario.
Note on F14: Replacement Cost: This value defaults to the Total Cost entered above, without including rebates (which are typically offered only once), but should be changed if replacement costs differ from the initial installation (i.e. if initial costs include the full cost of a lighting fixture, but the replacement costs would only include relamping). Enter the value of what it would cost today to perform the replacement, do not escalate these costs based on the year the replacement will take place.
Note on F43: Annual Consumption: Enter the consumption of this option using the correct location and using the unit shown in (). If you cannot find the correct utility or location, use the CUSTOM row and enter values for these units on Row 62.
Note on F67: Escalation rates: Input based on weighted average of HU past and projected cost/escalation trend data
Note on G17: One Time Material/Capital Cost: These columns are to be used to enter any ongoing capital costs associated with this system. These costs are typically associated with equipment replacement. Enter all values in today's dollars. The LCC will escalate and discount pricing automatically. There are separate columns for Materials and Labor due to the fact that Material costs are assumed to retain value and may escalate at a separate rate than the Labor costs.
Note on G67: Escalation rates: Input based on weighted average of HU past and projected cost/escalation trend data
Note on H17: Labor: Enter any labor costs associated with maintaining this system in the appropriate year here. Labor costs are separate from the Material costs due to the fact that they may be escalated at a different rate and are not considered to hold value once the costs are incurred. Enter all values in today's dollars.
Note on H43: Rate Info: The rates below refer to the "Savings to University" system, which includes only the variable costs for all Harvard District Utilities.
Note on H62: CUSTOM GHG/Unit ($): This cell is where the Greenhouse Gas/unit value is entered for the units of consumption provided in Row 60. GHG should be entered in Metric Tons of Carbon Dioxide Equivalent (MTCDE).
Note on H67: Escalation rates: Input based on weighted average of HU past and projected cost/escalation trend data
Note on I67: Escalation rates: Input based on weighted average of HU past and projected cost/escalation trend data
Note on J8: Total Cost: This should include all initial costs associated with this option, i.e. turnkey costs for installation. Labor, overhead, shipping, materials, and financing costs should all be included. If the system is existing (i.e. no costs are associated with the baseline), enter $0 here.
Note on J9: Incentives: Enter the total value of incentives that can be earned by the installation of this system, in postive dollars (e.g. if a $1000 rebate is expected from the utility, enter $1000, not -$1000).
Note on J10: Net Costs: The value of the Total Cost minus the Incentives.
Note on J13: Expected Life: Enter the total expected life (i.e. how long before it will need to be replaced) of the entire system or key components (e.g. lamp replacement in a lighting system). The LCC will automatically enter the Replacement Cost in the row below in the appropriate Year(s) of "One Time Operating Costs" cell below. If the lifespan is unknown, leave the expected life at the default 20 year value and note this fact in the Cost Assumption Notes. If there are multiple and differing lifespans of subcomponents, (e.g. sensors would need to be replaced every 5 years, but motors and other components would last 15 years), then leave the expected life at the default 20 years and manually enter the schedule replacement costs in the appropriate rows in the One Time Operating costs section. Enter $0 in the Replacement Cost section in this scenario.
Note on J14: Replacement Cost: This value defaults to the Total Cost entered above, without including rebates (which are typically offered only once), but should be changed if replacement costs differ from the initial installation (i.e. if initial costs include the full cost of a lighting fixture, but the replacement costs would only include relamping). Enter the value of what it would cost today to perform the replacement, do not escalate these costs based on the year the replacement will take place.
Note on J43: Annual Consumption: Enter the consumption of this option using the correct location and using the unit shown in (). If you cannot find the correct utility or location, use the CUSTOM row and enter values for these units on Row 62.
Note on K17: One Time Material/Capital Cost: These columns are to be used to enter any ongoing capital costs associated with this system. These costs are typically associated with equipment replacement. Enter all values in today's dollars. The LCC will escalate and discount pricing automatically. There are separate columns for Materials and Labor due to the fact that Material costs are assumed to retain value and may escalate at a separate rate than the Labor costs.
Note on L17: Labor: Enter any labor costs associated with maintaining this system in the appropriate year here. Labor costs are separate from the Material costs due to the fact that they may be escalated at a different rate and are not considered to hold value once the costs are incurred. Enter all values in today's dollars.
Note on L43: Rate Info: The rates below refer to the "Savings to University" system, which includes only the variable costs for all Harvard District Utilities.
Note on O7: Cost Assumption Notes: Please fill out the box below stating your cost assumptions in general. The questions provided are meant to be examples of information that would be useful for interpretation of the results, and may not be suitable for every project.
Note on O43: Annual Consumption Notes: Please fill out the box below stating your utility consumption assumptions in general. The questions provided are meant to be examples of information that would be useful for interpretation of the results, and may not be suitable for every project.
Note on O65: Study Period: The study period of this calculator is 20 years. Unlike other cells in this row, changing the study period figure below will have no effect on the calculator or its calculations.
Note on Q65: Cost of Carbon: The cost of carbon is assumed to be $0, but the calculator was designed to allow changes to this cost in the event that a carbon tax or other form of carbon value is assigned. If a rate is entered here, all calculations involving utilities with carbon content will reflect the additional cost per unit.
Reset Calculator

## RESULTS
Life Cycle Cost Analysis | Project Information | School | 0
Options Comparison |  | Building | 0
Results Table |  | Project Name | 0
Date |  | Project Type (lighting, heating, etc) | 0
Baseline 20 Year Total Cost of Ownership (TCO) |  |  | Cost to University | Cost to Building
|  |  | 0 | 0
Option A
| University Cost/Savings Variable Cost Only | Building Cost/Savings Fixed + Variable
20 Yr Total Cost of Ownership | 0 | 0
20 Yr Net Present Value (NPV) | 0 | 0
20 Yr GHG Savings (MTCDE) | 0
Simple Payback Analysis
| University Cost/Savings Variable Cost Only | Building Cost/Savings Fixed + Variable
First Year Utility Savings (FY18 rates) | 0 | 0
Simple Payback Period (Years) | Initial Investment <= $0 | Initial Investment <= $0
First Year Return on Investment | Initial Investment <= $0 | Initial Investment <= $0
Life Cycle Cost Metrics
| University Cost/Savings Variable Cost Only | Building Cost/Savings Fixed + Variable
20 Year Savings to Investment Ratio | Total Investment <= $0 | Total Investment <= $0
Discounted Payback Period (Years) | Total Investment <= $0 | Total Investment <= $0
Adjusted Internal Rate of Return | Initial Investment <= $0 | Initial Investment <= $0
Greenhouse Gas Metrics
| University Cost/Savings Variable Cost Only | Building Cost/Savings Fixed + Variable
First Year GHG Savings (MTCDE) | 0
20 Year GHG Savings (MTCDE) | 0
20 Year Investment Cost / 20 Year GHG | N/A - No GHG Savings
20 Year NPV / 20 Year GHG | N/A - No GHG Savings | N/A - No GHG Savings | Note: Discounted Payback Period occurs on the last year the line crosses the x axis
Additional Considerations | Please list any further considerations that are not captured in the economic analysis beyond what was already disclosed on the 'INPUTS' tab. Are there other non-financial risks associated with the measure? Is there a limited opportunity for implementation? Would the ECM permit greater flexibility of use/scheduling than is available in the baseline? Would the ECM increase thermal comfort, reduce noise, or improve air quality in the space?
Analysis and Recommendations | Considering the information available in it's entirety (i.e. beyond what is contained in the LCC alone), please describe whether or not it would be prudent to pursue this Option and the reasons supporting that decision.
Option B
| University Cost/Savings Variable Cost Only | Building Cost/Savings Fixed + Variable
20 Yr Total Cost of Ownership | 0 | 0
20 Yr Net Present Value (NPV) | 0 | 0
20 Yr GHG Savings (MTCDE) | 0
Simple Payback Analysis
| University Cost/Savings Variable Cost Only | Building Cost/Savings Fixed + Variable
First Year Utility Savings (FY18 rates) | 0 | 0
Simple Payback Period (Years) | Initial Investment <= $0 | Initial Investment <= $0
First Year Return on Investment | Initial Investment <= $0 | Initial Investment <= $0
Life Cycle Cost Metrics
| University Cost/Savings Variable Cost Only | Building Cost/Savings Fixed + Variable
20 Year Savings to Investment Ratio | Total Investment <= $0 | Total Investment <= $0
Discounted Payback Period (Years) | Total Investment <= $0 | Total Investment <= $0
Adjusted Internal Rate of Return | Initial Investment <= $0 | Initial Investment <= $0
Greenhouse Gas Metrics
| University Cost/Savings Variable Cost Only | Building Cost/Savings Fixed + Variable
First Year GHG Savings (MTCDE) | 0
20 Year GHG Savings (MTCDE) | 0
20 Year Investment Cost / 20 Year GHG | N/A - No GHG Savings
20 Year NPV / 20 Year GHG | N/A - No GHG Savings | N/A - No GHG Savings | Note: Discounted Payback Period occurs on the last year the line crosses the x axis
Additional Considerations | Please list any further considerations that are not captured in the economic analysis beyond what was already disclosed on the 'INPUTS' tab. Are there other non-financial risks associated with the measure? Is there a limited opportunity for implementation? Would the ECM permit greater flexibility of use/scheduling than is available in the baseline? Would the ECM increase thermal comfort, reduce noise, or improve air quality in the space?
Analysis and Recommendations | Considering the information available in it's entirety (i.e. beyond what is contained in the LCC alone), please describe whether or not it would be prudent to pursue this Option and the reasons supporting that decision.
Note on A11: 20 Year Total Cost of Ownership (Variable Rates Only): This is the total cost to own Option A over 20 years, esclated as appropriate and then discounted as appropriate. This is what it will cost to install, operate, and maintain the Option A over 20 years.
Note on A12: 20 Year Net Present Value: This is the total savings, in present dollars, for Option A as compared to the Baseline. If this is positive, Option A is less expensive to own when compared to the Baseline. If this is negative, Option A is more expensive to own than that Baseline.
Note on A13: 20 Year Greenhouse Gas Savings: The Total GHG savings over the entire study period of Option B compared to the Baseline. The GHG savings are the same to the university and the building.
Note on A16: First Year Utility Savings: The sum of the costs of each utility consumed by the Baseline minus the sum of the costs of each utility consumed by Option A in a single year. The figure displayed represents the savings in Year 0, and this figure is escalated and discounted as appropriate in later years in a way that is not shown in this cell. While there is currently a $0/MTCDE cost of carbon emissions listed in default rate, costs associated with carbon emissions for all utilities are included in this figure in the event that such a charge is levied (e.g. if a carbon tax is implemented).
Note on A17: Sipmle Payback Period: This metric examines only initial year costs and savings, and determines how long in years it would take for the initial investment to be repaid from utility savings. It assumes all prices would hold constant (i.e. there is no escalation of rates or discounting to present value). Maintenance, repair, and replacement material costs not included in the initial investment are also not considered.
Note on A18: First Year Return on Investment: This is the inverse of the Simple Payback Period, which expresses the ratio of the first year savings divided by the difference in costs between the Baseline and Option A. All prices are assumed constant, and maintenance, repair, and replacement material costs not included in the initial investment are not considered.
Note on A21: 20 Year Savings to Investment Ratio: This metric is simlar to the First Year Return on Investment in that it examines the ratio the overall savings with the additional investment required for Option A compared to the Baseline. Unlike the First Year Return on Investment, this metric examines the full 20 year study period, and discounts all costs and savings as appropriate. This metric incorporates the labor and material expenditures that occur over the course of the project. It also subtracts the Residual Value (aka Salvage Value) of the materials in year 20 from the expenses on those materials. An SIR of 1.0 means that the project saves as much money as it costs over a 20 year span. An SIR of 2.0 means the project saves twice as much as it costs, and so on.
Note on A22: Discounted Payback Period: This metric is similar to the Simple Payback Period in that it describes the amount of time it would take in years for the savings of Option A case to pay for the investment compared to the Baseline case. Unlike the Simple Payback Period, it examines the ongoing labor and material costs in addition to the utility savings, and factors for escalation and the discounted value of each. This is generally viewed as a more accurate representation of the length of time a project will become cost-neutral than the Simple Payback Period. For projects that include a Baseline and and Alternate case with ongoing material or labor expenses (i.e. many projects), this cell refers you to the "Net Present Value Over Time" graph. The reason for this is that there may not be a single period in which the project becomes cost neutral, since material or labor expenses in later years may cause the Alternate to become NPV negative more often than once. If this is the case, the discounted payback period is the latest year that the line crosses the x-axis on the chart.
Note on A23: Adjusted Internal Rate of Return: The Internal Rate of Return is similar to the Return on Investment, except that it accounts for all 20 years of the study period instead of only the first year. It examines the net escalated but undiscounted cash flows resulting from comparing the Baseline and Option A case for each year: (BASE Year Labor Costs + BASE Year Material Costs + BASE Yearn Utility Costs) - (ALT Yearn Labor Costs + ALT Yearn Material Costs + ALT Yearn Utility Costs) As this measure compares the undiscounted cash flow, it is useful in determining the Discount Rate at which Option A is revenue neutral compared to the Baseline. e.g. Assuming the Harvard standard Discount Rate of 8%, if an Alternate had an IRR of 8%, then the resulting 20 Year NPV would equal $0. If the IRR is higher than the Discount Rate, the project is NPV positive (i.e. it earns more money over 20 years compared to the an investment earning 8% a year). If the IRR is less than the Discount Rate, the project is NPV negative (i.e. it earns less money over 20 years compared to an investment earning 8% per year).
Note on A26: Annual GHG Savings: This is the difference between the Baseline and Option A emissions stemming from utility consumption presented in Metric Tons of Carbon Dioxide Equivalent (MTCDE). The emission factors for each utility type can be found on the "Current Prices and GHG Factors" tab. Emissions factors are assumed constant over the study period and are not escalated or discounted in any form.
Note on A27: 20 Year GHG Savings: The emissions savings over the full 20 year study period. Emissions factors for some utilities are projected out five years and then held constant after that period, while others are assumed constant over the entire study period. See "Current Prices and GHG Factors" tab for details.
Note on A28: 20 Year Investment Cost / 20 Year GHG: This is the total capital expenditure of Option A less that of the Baseline divided by the total anticipated GHG savings, or more simply, the total investement cost per MTCDE saved over the study period. This metric is most useful in comparing the relative cost per GHG reduction among multiple energy conservation measures that may not otherwise be viable from a purely economic sense (i.e. comparing NPV negative projects).
Note on A29: 20 Year Net Present Value / 20 Year GHG: This metric divides the total savings of Option A and divides that by the total GHG savings earned, showing the amount of money saved per GHG saved. This is useful for analyzing ECMs with positive economic performance but differing GHG savings.
Note on A37: 20 Year Total Cost of Ownership: This is the total cost to own Option B over 20 years, esclated as appropriate and then discounted as appropriate. This is what it will cost to install, operate, and maintain the Option B over 20 years.
Note on A38: 20 Year Net Present Value: This is the total savings, in present dollars, for Option B as compared to the Baseline. If this is positive, Option B is less expensive to own when compared to the Baseline. If this is negative, Option B is more expensive to own than that Baseline.
Note on A39: 20 Year Greenhouse Gas Savings: The Total GHG savings over the entire study period of Option B compared to the Baseline. The GHG savings are the same to the university and the building.
Note on A42: First Year Utility Savings: The sum of the costs of each utility consumed by the Baseline minus the sum of the costs of each utility consumed by Option B in a single year. The figure displayed represents the savings in Year 0, and this figure is escalated and discounted as appropriate in later years in a way that is not shown in this cell. While there is currently a $0/MTCDE cost of carbon emissions listed in default rate, costs associated with carbon emissions for all utilities are included in this figure in the event that such a charge is levied (e.g. if a carbon tax is implemented).
Note on A43: Sipmle Payback Period: This metric examines only initial year costs and savings, and determines how long in years it would take for the initial investment to be repaid from utility savings. It assumes all prices would hold constant (i.e. there is no escalation of rates or discounting to present value). Maintenance, repair, and replacement material costs not included in the initial investment are also not considered.
Note on A44: First Year Return on Investment: This is the inverse of the Simple Payback Period, which expresses the ratio of the first year savings divided by the difference in costs between the Baseline and Option B. All prices are assumed constant, and maintenance, repair, and replacement material costs not included in the initial investment are not considered.
Note on A47: 20 Year Savings to Investment Ratio: This metric is simlar to the First Year Return on Investment in that it examines the ratio the overall savings with the additional investment required for Option B compared to the Baseline. Unlike the First Year Return on Investment, this metric examines the full 20 year study period, and discounts all costs and savings as appropriate. This metric incorporates the labor and material expenditures that occur over the course of the project. It also subtracts the Residual Value (aka Salvage Value) of the materials in year 20 from the expenses on those materials. An SIR of 1.0 means that the project saves as much money as it costs over a 20 year span. An SIR of 2.0 means the project saves twice as much as it costs, and so on.
Note on A48: Discounted Payback Period: This metric is similar to the Simple Payback Period in that it describes the amount of time it would take in years for the savings of Option B case to pay for the investment compared to the Baseline case. Unlike the Simple Payback Period, it examines the ongoing labor and material costs in addition to the utility savings, and factors for escalation and the discounted value of each. This is generally viewed as a more accurate representation of the length of time a project will become cost-neutral than the Simple Payback Period. For projects that include a Baseline and and Alternate case with ongoing material or labor expenses (i.e. many projects), this cell refers you to the "Net Present Value Over Time" graph. The reason for this is that there may not be a single period in which the project becomes cost neutral, since material or labor expenses in later years may cause the Alternate to become NPV negative more often than once. If this is the case, the discounted payback period is the latest year that the line crosses the x-axis on the chart.
Note on A49: Adjusted Internal Rate of Return: The Internal Rate of Return is similar to the Return on Investment, except that it accounts for all 20 years of the study period instead of only the first year. It examines the net escalated but undiscounted cash flows resulting from comparing the Baseline and Option B case for each year: (BASE Yearn Labor Costs + BASE Yearn Material Costs + BASE Yearn Utility Costs) - (ALT Yearn Labor Costs + ALT Yearn Material Costs + ALT Yearn Utility Costs) As this measure compares the undiscounted cash flow, it is useful in determining the Discount Rate at which Option B is revenue neutral compared to the Baseline. e.g. Assuming the Harvard standard Discount Rate of 8%, if an Alternate had an IRR of 8%, then the resulting 20 Year NPV would equal $0. If the IRR is higher than the Discount Rate, the project is NPV positive (i.e. it earns more money over 20 years compared to the an investment earning 8% a year). If the IRR is less than the Discount Rate, the project is NPV negative (i.e. it earns less money over 20 years compared to an investment earning 8% per year).
Note on A52: Annual GHG Savings: This is the difference between the Baseline and Option B emissions stemming from utility consumption presented in Metric Tons of Carbon Dioxide Equivalent (MTCDE). The emission factors for each utility type can be found on the "Current Prices and GHG Factors" tab. Emissions factors are assumed constant over the study period and are not escalated or discounted in any form.
Note on A53: 20 Year GHG Savings: The emissions savings over the full 20 year study period. Emissions factors for some utilities are projected out five years and then held constant after that period, while others are assumed constant over the entire study period. See "Current Prices and GHG Factors" tab for details.
Note on A54: 20 Year Investment Cost / 20 Year GHG: This is the total capital expenditure of Option B less that of the Baseline divided by the total anticipated GHG savings, or more simply, the total investement cost per MTCDE saved over the study period. This metric is most useful in comparing the relative cost per GHG reduction among multiple energy conservation measures that may not otherwise be viable from a purely economic sense (i.e. comparing NPV negative projects).
Note on A55: 20 Year Net Present Value / 20 Year GHG: This metric divides the total savings of Option B and divides that by the total GHG savings earned, showing the amount of money saved per GHG saved. This is useful for analyzing ECMs with positive economic performance but differing GHG savings.
Note on B10: University vs. Building Cost/Savings: For utilities that are on the Harvard district network (Cambridge Electricity, Cambridge Steam, Cambridge Chilled Water, and Cambridge Water & Sewer), only the variable component of those rates are included in the savings. For these utilities both fixed costs (distribution, plant debt, etc.) and variable costs (fuel), are blended into a single rate and charged to consumers. When the university reduces consumption of a district utility, the variable costs represent true savings, but the fixed costs remain and must be re-distributed to all users through future rate adjustments. For this reason the fixed costs of the utilities are not included in the calculations below. The University benefits from having more users on the district system, because a larger pool of consumption results in lower per unit costs foreveryone as the fixed costs are distributed among more users. It also enables efficiency investments that reduces all users' GHG emissions without any action from individual buildings (e.g. development of cogeneration at the steam plant, which has reduced GHG intensity per unit by ~28% from FY06 to FY12, and is projected to be reduced by over 50% by FY16). At the same time, the university benefits from reduced consumption of individual users, as the total cost of energy supplied and subsequent GHG's is reduced as buildings become more efficient. For non-district utilities, the savings shown represent the full rate of the utility, as all savings for those utilities represent real savings for the university.
Note on B13: Note on Reporting: GHG savings are identical regardless of being considered from the building or university perspectives. Only cost/savings are affected.
Note on B15: University vs. Building Cost/Savings: For utilities that are on the Harvard district network (Cambridge Electricity, Cambridge Steam, Cambridge Chilled Water, and Cambridge Water & Sewer), only the variable component of those rates are included in the savings. For these utilities both fixed costs (distribution, plant debt, etc.) and variable costs (fuel), are blended into a single rate and charged to consumers. When the university reduces consumption of a district utility, the variable costs represent true savings, but the fixed costs remain and must be re-distributed to all users through future rate adjustments. For this reason the fixed costs of the utilities are not included in the calculations below. The University benefits from having more users on the district system, because a larger pool of consumption results in lower per unit costs foreveryone as the fixed costs are distributed among more users. It also enables efficiency investments that reduces all users' GHG emissions without any action from individual buildings (e.g. development of cogeneration at the steam plant, which has reduced GHG intensity per unit by ~28% from FY06 to FY12, and is projected to be reduced by over 50% by FY16). At the same time, the university benefits from reduced consumption of individual users, as the total cost of energy supplied and subsequent GHG's is reduced as buildings become more efficient. For non-district utilities, the savings shown represent the full rate of the utility, as all savings for those utilities represent real savings for the university.
Note on B20: University vs. Building Cost/Savings: For utilities that are on the Harvard district network (Cambridge Electricity, Cambridge Steam, Cambridge Chilled Water, and Cambridge Water & Sewer), only the variable component of those rates are included in the savings. For these utilities both fixed costs (distribution, plant debt, etc.) and variable costs (fuel), are blended into a single rate and charged to consumers. When the university reduces consumption of a district utility, the variable costs represent true savings, but the fixed costs remain and must be re-distributed to all users through future rate adjustments. For this reason the fixed costs of the utilities are not included in the calculations below. The University benefits from having more users on the district system, because a larger pool of consumption results in lower per unit costs foreveryone as the fixed costs are distributed among more users. It also enables efficiency investments that reduces all users' GHG emissions without any action from individual buildings (e.g. development of cogeneration at the steam plant, which has reduced GHG intensity per unit by ~28% from FY06 to FY12, and is projected to be reduced by over 50% by FY16). At the same time, the university benefits from reduced consumption of individual users, as the total cost of energy supplied and subsequent GHG's is reduced as buildings become more efficient. For non-district utilities, the savings shown represent the full rate of the utility, as all savings for those utilities represent real savings for the university.
Note on B25: University vs. Building Cost/Savings: For utilities that are on the Harvard district network (Cambridge Electricity, Cambridge Steam, Cambridge Chilled Water, and Cambridge Water & Sewer), only the variable component of those rates are included in the savings. For these utilities both fixed costs (distribution, plant debt, etc.) and variable costs (fuel), are blended into a single rate and charged to consumers. When the university reduces consumption of a district utility, the variable costs represent true savings, but the fixed costs remain and must be re-distributed to all users through future rate adjustments. For this reason the fixed costs of the utilities are not included in the calculations below. The University benefits from having more users on the district system, because a larger pool of consumption results in lower per unit costs foreveryone as the fixed costs are distributed among more users. It also enables efficiency investments that reduces all users' GHG emissions without any action from individual buildings (e.g. development of cogeneration at the steam plant, which has reduced GHG intensity per unit by ~28% from FY06 to FY12, and is projected to be reduced by over 50% by FY16). At the same time, the university benefits from reduced consumption of individual users, as the total cost of energy supplied and subsequent GHG's is reduced as buildings become more efficient. For non-district utilities, the savings shown represent the full rate of the utility, as all savings for those utilities represent real savings for the university.
Note on B26: Note on Reporting: GHG savings are identical regardless of being considered from the building or university perspectives. Only cost/savings are affected.
Note on B27: Note on Reporting: GHG savings are identical regardless of being considered from the building or university perspectives. Only cost/savings are affected.
Note on B28: Reporting Note: The investment costs are identical whether considered from the building or university perspective, as are the GHG savings.
Note on B36: University vs. Building Cost/Savings: For utilities that are on the Harvard district network (Cambridge Electricity, Cambridge Steam, Cambridge Chilled Water, and Cambridge Water & Sewer), only the variable component of those rates are included in the savings. For these utilities both fixed costs (distribution, plant debt, etc.) and variable costs (fuel), are blended into a single rate and charged to consumers. When the university reduces consumption of a district utility, the variable costs represent true savings, but the fixed costs remain and must be re-distributed to all users through future rate adjustments. For this reason the fixed costs of the utilities are not included in the calculations below. The University benefits from having more users on the district system, because a larger pool of consumption results in lower per unit costs foreveryone as the fixed costs are distributed among more users. It also enables efficiency investments that reduces all users' GHG emissions without any action from individual buildings (e.g. development of cogeneration at the steam plant, which has reduced GHG intensity per unit by ~28% from FY06 to FY12, and is projected to be reduced by over 50% by FY16). At the same time, the university benefits from reduced consumption of individual users, as the total cost of energy supplied and subsequent GHG's is reduced as buildings become more efficient. For non-district utilities, the savings shown represent the full rate of the utility, as all savings for those utilities represent real savings for the university.
Note on B41: University vs. Building Cost/Savings: For utilities that are on the Harvard district network (Cambridge Electricity, Cambridge Steam, Cambridge Chilled Water, and Cambridge Water & Sewer), only the variable component of those rates are included in the savings. For these utilities both fixed costs (distribution, plant debt, etc.) and variable costs (fuel), are blended into a single rate and charged to consumers. When the university reduces consumption of a district utility, the variable costs represent true savings, but the fixed costs remain and must be re-distributed to all users through future rate adjustments. For this reason the fixed costs of the utilities are not included in the calculations below. The University benefits from having more users on the district system, because a larger pool of consumption results in lower per unit costs foreveryone as the fixed costs are distributed among more users. It also enables efficiency investments that reduces all users' GHG emissions without any action from individual buildings (e.g. development of cogeneration at the steam plant, which has reduced GHG intensity per unit by ~28% from FY06 to FY12, and is projected to be reduced by over 50% by FY16). At the same time, the university benefits from reduced consumption of individual users, as the total cost of energy supplied and subsequent GHG's is reduced as buildings become more efficient. For non-district utilities, the savings shown represent the full rate of the utility, as all savings for those utilities represent real savings for the university.
Note on B46: University vs. Building Cost/Savings: For utilities that are on the Harvard district network (Cambridge Electricity, Cambridge Steam, Cambridge Chilled Water, and Cambridge Water & Sewer), only the variable component of those rates are included in the savings. For these utilities both fixed costs (distribution, plant debt, etc.) and variable costs (fuel), are blended into a single rate and charged to consumers. When the university reduces consumption of a district utility, the variable costs represent true savings, but the fixed costs remain and must be re-distributed to all users through future rate adjustments. For this reason the fixed costs of the utilities are not included in the calculations below. The University benefits from having more users on the district system, because a larger pool of consumption results in lower per unit costs foreveryone as the fixed costs are distributed among more users. It also enables efficiency investments that reduces all users' GHG emissions without any action from individual buildings (e.g. development of cogeneration at the steam plant, which has reduced GHG intensity per unit by ~28% from FY06 to FY12, and is projected to be reduced by over 50% by FY16). At the same time, the university benefits from reduced consumption of individual users, as the total cost of energy supplied and subsequent GHG's is reduced as buildings become more efficient. For non-district utilities, the savings shown represent the full rate of the utility, as all savings for those utilities represent real savings for the university.
Note on B51: University vs. Building Cost/Savings: For utilities that are on the Harvard district network (Cambridge Electricity, Cambridge Steam, Cambridge Chilled Water, and Cambridge Water & Sewer), only the variable component of those rates are included in the savings. For these utilities both fixed costs (distribution, plant debt, etc.) and variable costs (fuel), are blended into a single rate and charged to consumers. When the university reduces consumption of a district utility, the variable costs represent true savings, but the fixed costs remain and must be re-distributed to all users through future rate adjustments. For this reason the fixed costs of the utilities are not included in the calculations below. The University benefits from having more users on the district system, because a larger pool of consumption results in lower per unit costs foreveryone as the fixed costs are distributed among more users. It also enables efficiency investments that reduces all users' GHG emissions without any action from individual buildings (e.g. development of cogeneration at the steam plant, which has reduced GHG intensity per unit by ~28% from FY06 to FY12, and is projected to be reduced by over 50% by FY16). At the same time, the university benefits from reduced consumption of individual users, as the total cost of energy supplied and subsequent GHG's is reduced as buildings become more efficient. For non-district utilities, the savings shown represent the full rate of the utility, as all savings for those utilities represent real savings for the university.
Note on B52: Note on Reporting: GHG savings are identical regardless of being considered from the building or university perspectives. Only cost/savings are affected.
Note on B53: Note on Reporting: GHG savings are identical regardless of being considered from the building or university perspectives. Only cost/savings are affected.
Note on B54: Reporting Note: The investment costs are identical whether considered from the building or university perspective, as are the GHG savings.
Note on D6: University vs. Building Cost/Savings: For utilities that are on the Harvard district network (Cambridge Electricity, Cambridge Steam, Cambridge Chilled Water, and Cambridge Water & Sewer), only the variable component of those rates are included in the savings. For these utilities both fixed costs (distribution, plant debt, etc.) and variable costs (fuel), are blended into a single rate and charged to consumers. When the university reduces consumption of a district utility, the variable costs represent true savings, but the fixed costs remain and must be re-distributed to all users through future rate adjustments. For this reason the fixed costs of the utilities are not included in the calculations below. The University benefits from having more users on the district system, because a larger pool of consumption results in lower per unit costs foreveryone as the fixed costs are distributed among more users. It also enables efficiency investments that reduces all users' GHG emissions without any action from individual buildings (e.g. development of cogeneration at the steam plant, which has reduced GHG intensity per unit by ~28% from FY06 to FY12, and is projected to be reduced by over 50% by FY16). At the same time, the university benefits from reduced consumption of individual users, as the total cost of energy supplied and subsequent GHG's is reduced as buildings become more efficient. For non-district utilities, the savings shown represent the full rate of the utility, as all savings for those utilities represent real savings for the university.

## Instructions & Reference
Basic Instructions
▪ Information should be entered in cells with a green background in the INPUTS and RESULTS tabs. No other changes are required unless you're trying to use non-standard rates.
▪ Detailed instructions are available by moving your mouse over cells with a red comment triangle in the corner. Place your mouse over this cell as an example.
▪ Instructions for interpreting the results and details about the formulas used in the calculations are available below.
Interpreting Results
This tool is intended to provide information related to the economic impact of energy conservation measures (ECMs) over a 20-year time span. While many useful metrics are provided within this calculator, it is not intended that this be the sole tool used by project managers in making a decision about whether or not to implement an ECM. Many other factors must be considered including the impact of the ECM on building operations and occupant comfort, whether another more suitable opportunity to implement an ECM will happen in the near future, and/or whether other risks associated with the ECM are present beyond purely economic and environmental factors. While this tool should not be used in isolation, the Harvard Finance Working Group in collaboration with Harvard Energy & Facilities has developed some basic guidelines for determining whether an ECM is economically justifiable given a particular scope. Please choose the most appropriate scope below on the left, and then refer to the chart on the right for detailed guidance.
Independent ECM Projects
This scope is intended for ECMs that are occurring independently of other projects (i.e. a lighting retrofit of an existing building would be correct, but not a comparison of mutually exclusive lighting options in a larger capital project). Typical ECMs in this category include controls and equipment installation/upgrades for lighting, HVAC, and plumbing. Renewable energy projects are also appropriate for this category.
ECMs within Larger Capital Projects
When a larger capital project is taking place and multiple ECMs are being considered, but one must be chosen, different indicators are used to determine the overall effectiveness. As a result, choosing the ECR with the highest Net Present Value is the most financially prudent investment. ECMs that fall in this category are choosing among differing levels of insulation in walls, windows and ceilings, choosing between multiple lighting options, or deciding what efficiency levels are the best investment for boilers, chillers, and other HVAC equipment within the context of a capital project where something will be installed regardless of the results of each.
District Energy System Projects
Any project considering joining or leaving Harvard or Longwood district energy systems should consult with Harvard E&U prior to making any decisions, and not rely on this tool as the sole source of decision making. Please contact robert_manning@harvard.edu prior to using this tool if your project involves such a scenario. The economics and emissions related to district energy systems (Steam, Chilled Water, and Cambridge Electricity) are complex and difficult to capture in basic rate formulas contained within this calculator. There are fixed costs associated with these systems that are averaged into a single rate and distributed among all users. As a result, more buildings taking advantage of existing district systems lowers the rates for all while allowing greater investment in efficiency that can be applied to all users. Similarly, central plant investments in efficiency result in lower GHG emissions for all buildings on the system. This creates a situation wherein some cases, what is best economically at the building scale is actually an unsound practice when considered within the context of a university as a whole.
Equations
Note that the cell references are all comparing Alternative 1 to the Baseline case. The equations are identical for the Alternative 2 comparison immediately below on the "RESULTS" tab.
Cell | Metric | Equation
Description
D6 | Baseline 20 Year Total Cost of Ownership (TCO) | (BASE Initial Investment) + (BASE PV of All Utility Costs) + (BASE PV of All Material Costs) + (BASE PV of All Labor Costs) - (BASE PV of Residual Value of Equipment in Year 20).
This is the total cost to own the Baseline over 20 years, esclated as appropriate and then discounted as appropriate. This is what it will cost to install, operate, and maintain the Baseline over 20 years.
B9 | 20 Yr Total Cost of Ownership | (ALT Initial Investment) + (ALT PV of All Utility Costs) + (ALT PV of All Material Costs) + (ALT PV of All Labor Costs) - (ALT PV of Residual Value of Equipment in Year 20).
This is the total cost to own the Alternate over 20 years, esclated as appropriate and then discounted as appropriate. In essence, this is what it will cost to install, operate, and maintain the Alternate over 20 years.
B10 | 20 Yr Net Present Value (NPV) | (BASE Total Cost of Ownership) - (ALT Total Cost of Ownership)
This is the total savings, in present dollars, for the Alternate as compared to the Baseline. If this is positive, the Alternate is less expensive to own when compared to the Baseline. If this is negative, the Alternate is more expensive to own than that Baseline.
B11 | 20 Yr GHG Savings (MTCDE) | ((BASE Annual GHG) - (ALT Annual GHG)) * 20
The Total GHG savings over the entire study period of the Alternate compared to the Baseline options.
B14 | First Year Utility Savings (FY18 rates) | (BASE Annual Utility Costs) - (ALT Annual Utility Costs)
The sum of the costs of each utility consumed by the Baseline minus the sum of the costs of each utility consumed by the Alternate in a single year. The figure displayed represents the savings in Year 0, and this figure is escalated and discounted as appropriate in later years in a way that is not shown in this cell. While there is currently a $0/MTCDE cost of carbon emissions listed in default rate, costs associated with carbon emissions for all utilities are included in this figure in the event that such a charge is levied (e.g. if a carbon tax is implemented).
B15 | Simple Payback Period (Years) | (ALT Initial Investment) - (BASE Initial Investment) (ALT First Year Utility Savings)
This metric examines only initial year costs and savings, and determines how long in years it would take for the initial investment to be repaid from utility savings. It assumes all prices would hold constant (i.e. there is no escalation of rates or discounting to present value). Maintenance, repair, and replacement material costs not included in the initial investment are also not considered.
B16 | First Year Return on Investment | (ALT First Year Utility Savings) (ALT Initial Investment) - (BASE Initial Investment)
This is the inverse of the Simple Payback Period, which expresses the ratio of the first year savings divided by the difference in costs between the Baseline and Alternative. All prices are assumed constant, and maintenance, repair, and replacement material costs not included in the initial investment are not considered.
B19 | 20 Year Savings to Investment Ratio | ( (BASE PV 20 Year Utility Cost) + (BASE PV 20 Year Labor Cost) ) - ( (ALT PV 20 Year Utility Cost) + (ALT PV 20 Year Labor Cost) ) ( (ALT Initial Investment) + (ALT PV 20 Year Material Cost) – (ALT PV Material Salvage Value) ) - ( (BASE Initial Investment) + (BASE PV 20 Year Material Cost) – (BASE PV Material Salvage Value) )
This metric is simlar to the First Year Return on Investment in that it examines the ratio the overall savings with the additional investment required for the Alternate compared to the Baseline. Unlike the First Year Return on Investment, this metric examines the full 20 year study period, and discounts all costs and savings as appropriate. This metric also incorporates the labor and material expenditures that occur over the course of the project. It also subtracts the Residual Value (aka Salvage Value) of the materials in year 20 from the expenses on those materials. An SIR of 1.0 means that the project saves as much money as it costs over a 20 year span. An SIR of 2.0 means the project saves twice as much as it costs, and so on.
B20 | Discounted Payback Period (Years) | See columns AL through AN on "Details_Alt A"
This metric is similar to the Simple Payback Period in that it describes the amount of time it would take in years for the savings of the Alternate case to pay for the investment compared to the Baseline case. Unlike the Simple Payback Period, it examines the ongoing labor and material costs in addition to the utility savings, and factors for escalation and the discounted value of each. This is generally viewed as a more accurate representation of the length of time a project will become cost-neutral than the Simple Payback Period. For projects that include a Baseline and and Alternate case with ongoing material or labor expenses (i.e. many projects), this cell refers you to the "Net Present Value Over Time" graph. The reason for this is that there may not be a single period in which the project becomes cost neutral, since material or labor expenses in later years may cause the Alternate to become NPV negative more often than once. If this is the case, the discounted payback period is the latest year that the line crosses the x-axis on the chart.
B21 | Adjusted Internal Rate of Return | IRR( Year 0 Through Year 20 Undiscounted Cash Flow of ( (BASE All Costs Yearn) - ( ALT All Costs Yearn ) ) )
The Internal Rate of Return is similar to the Return on Investment, except that it accounts for all 20 years of the study period instead of only the first year. It examines the net escalated but undiscounted cash flows resulting from comparing the Baseline and Alternate cases for each year: (BASE Yearn Labor Costs + BASE Yearn Material Costs + BASE Yearn Utility Costs) - (ALT Yearn Labor Costs + ALT Yearn Material Costs + ALT Yearn Utility Costs) As this measure compares the undiscounted cash flow, it is useful in determining the Discount Rate at which the Alternative is revenue neutral compared to the Baseline. e.g. Assuming the Harvard standard Discount Rate of 8%, if an Alternate had an IRR of 8%, then the resulting 20 Year NPV would equal $0. If the IRR is higher than the Discount Rate, the project is NPV positive (i.e. it earns more money over 20 years compared to the an investment earning 8% a year). If the IRR is less than the Discount Rate, the project is NPV negative (i.e. it earns less money over 20 years compared to an investment earning 8% per year).
B24 | First Year GHG Savings (MTCDE) | (BASE Sum of Annual Utility GHG Emissions) - (ALT Sum of Annual Utility GHG Emissions)
This is the difference between the Baseline and Alternate emissions stemming from utility consumption presented in Metric Tons of Carbon Dioxide Equivalent (MTCDE). The emission factors for each utility type can be found on the "Current Prices and GHG Factors" tab. Emissions factors are assumed constant over the study period and are not escalated or discounted in any form.
B25 | 20 Year GHG Savings (MTCDE) | Annual GHG Savings * 20
The emissions savings over the full 20 year study period. Emissions factors for some utilities are projected out five years and then held constant after that period, while others are assumed constant over the entire study period. See "Current Prices and GHG Factors" tab for details.
B26 | 20 Year Investment Cost / 20 Year GHG | ( ( (ALT Initial Investment) + (ALT PV 20 Year Material Cost) – (ALT PV Material Salvage Value) ) - ( (BASE Initial Investment) + (BASE PV 20 Year Material Cost) – (BASE PV Material Salvage Value) ) ) 20 Year GHG Savings
This is the total capital expenditure of the Alternate less that of the Baseline divided by the total anticipated GHG savings, or more simply, the total investement cost per MTCDE saved over the study period. This metric is most useful in comparing the relative cost per GHG reduction among multiple energy conservation measures that may not otherwise be viable from a purely economic sense (i.e. comparing NPV negative projects).
B27 | 20 Year NPV / 20 Year GHG | ALT 20 Year NPV 20 Year GHG Savings
This metric divides the total savings of the Alternate and divides that by the total GHG savings earned, showing the amount of money saved per GHG saved. This is useful for analyzing ECMs with similarly positive economic performance.
Note on A3: LCC Instructions: Additional instructions are available by moving your mouse over cells with a red triangle.

## Price GHG Detail
Utility Rate Forecasts (Updated 08.13.18) |  |  | Update Instructions - Only the white cells require updates, all others reference other areas/tabs of this spreadsheet. Usage Instructions - No data needs to be entered on this tab to complete an LCC analysis. This information is provided for reference only. Unless stated otherwise, cost rates are based on the ""5 year utility rate projections.xlsx" document dated 10.23.17
|  | Utility | Cambridge Chilled Water (Ton-Days) |  |  | Cambridge District Electricity (kWh) |  |  | Cambridge Steam (MMBtu) |  |  | Cambridge Water/Sewer (Ccf) |  |  | Boston Water/Sewer (Ccf) |  | Residential Direct Electricity (kWh) |  | Commercial Direct Electricity (kWh) |  | #2 Fuel Oil (Gallons) |  | #4 Fuel Oil (Barrels) |  | Boston Natural Gas (Therms) |  | Cambridge Natural Gas (Therms) |  | Transportation Gas (Therms) |  | Longwood Steam (MMBtu) |  | Longwood Chilled Water (Ton-Days) |  | Longwood Electricity (kWh) |  | Custom (Units) |  | Cost of Carbon
|  | Escalation Rate | 3.1% |  |  | 3% |  |  | 3.34% |  |  | 3.32% |  |  | 3.32% |  | 3% |  | 3% |  | 3.5% |  | 3.5% |  | 4% |  | 4% |  | 2% |  | 1.6% |  | 3.1% |  | 3% |  | 0% |  | 0%
|  | Component of Total Rate | 33% | 100% |  | 83.43% | 100% |  | 28.26% | 100% |  | 77.43% | 100% |  | 100% |  | 100% |  | 100% |  | 100% |  | 100% |  | 100% |  | 100% |  | 100% |  | 100% |  | 100% |  | 100% |  | 100% |  | 100%
Rate Type |  |  | Variable Only | Total Rate | GHG | Variable Only | Total Rate | GHG | Variable Only | Total Rate | GHG | Variable Only | Total Rate | GHG | Total Rate | GHG | Total Rate | GHG | Total Rate | GHG | Total Rate | GHG | Total Rate | GHG | Total Rate | GHG | Total Rate | GHG | Total Rate | GHG | Total Rate | GHG | Total Rate | GHG | Total Rate | GHG | Total Rate | GHG | Total Rate
|  | Unit | $/Ton-Day | $/Ton-Day | MTCDE | $/kWh | $/kWh | MTCDE | $/MMBtu | $/MMBtu | MTCDE | $/CcF | $/CcF | MTCDE | $/CcF | MTCDE | $/kWh | MTCDE | $/kWh | MTCDE | $/Gallon | MTCDE | $/Barrel | MTCDE | $/Therm | MTCDE | $/Therm | MTCDE | $/Therm | MTCDE | $/MMBTUs | MTCDE | $/Ton-Day | MTCDE | $/kWh | MTCDE | $/unit | MTCDE | $/MTCDE
CURRENT | FY18 | 0 | 4.6167 | 13.99 | 0.00487 | 0.1505 | 0.1804 | 0.000316 | 10 | 35.38 | 0.057 | 13.21 | 17.06 | 0 | 16.56 | 0 | 0.2275 | 0.000316 | 0.20065 | 0.000316 | 1.85 | 0.010164 | 55 | 0.42691 | 1.2 | 0.0053185 | 1.2 | 0.0053185 | 1.66 | 0.0053185 | 35.38 | 0.0715 | 13.99 | 0.00797 | 0.1804 | 0.000332 | 0 | 0 | 0
| FY19 | 1 | 4.7619 | 14.43 | 0.00487 | 0.149 | 0.1809 | 0.000316 | 8.8 | 35.03 | 0.057 | 13.04 | 16.89 | 0 | 17 | 0 | 0.23285 | 0.000316 | 0.20455 | 0.000316 | 1.91 | 0.010164 | 56.65 | 0.42691 | 1.24 | 0.0053185 | 1.24 | 0.0053185 | 1.74 | 0.0053185 | 35.9461 | 0.0715 | 14.4237 | 0.00797 | 0.18581 | 0.000332 | 0 | 0 | 0
| FY20 | 2 | 4.9095 | 14.8773 | 0.00487 | 0.15544 | 0.18633 | 0.000316 | 8.712 | 34.6797 | 0.057 | 14.15 | 17.4507 | 0 | 17.46 | 0 | 0.2384 | 0.000316 | 0.2086 | 0.000316 | 1.96 | 0.010164 | 68.35 | 0.42691 | 1.29 | 0.0053185 | 1.285 | 0.0053185 | 1.79 | 0.0053185 | 36.5212 | 0.0715 | 14.8708 | 0.00797 | 0.19139 | 0.000332 | 0 | 0 | 0
| FY21 | 3 | 5.0617 | 15.3385 | 0.00487 | 0.16011 | 0.19192 | 0.000316 | 8.6249 | 34.3329 | 0.057 | 14.64 | 18.0301 | 0 | 17.93 | 0 | 0.24415 | 0.000316 | 0.21275 | 0.000316 | 2.04 | 0.010164 | 60.68 | 0.42691 | 1.33 | 0.0053185 | 1.335 | 0.0053185 | 1.83 | 0.0053185 | 37.1056 | 0.0715 | 15.3318 | 0.00797 | 0.19713 | 0.000332 | 0 | 0 | 0
| FY22 | 4 | 5.2186 | 15.814 | 0.00487 | 0.16491 | 0.19767 | 0.000316 | 8.7543 | 34.8479 | 0.057 | 15.15 | 18.6287 | 0 | 18.54 | 0 | 0.24995 | 0.000316 | 0.217 | 0.000316 | 2.12 | 0.010164 | 63.11 | 0.42691 | 1.38 | 0.0053185 | 1.375 | 0.0053185 | 1.87 | 0.0053185 | 37.6992 | 0.0715 | 15.8071 | 0.00797 | 0.20304 | 0.000332 | 0 | 0 | 0
| FY23 | 5 | 5.3804 | 16.3043 | 0.00487 | 0.16986 | 0.2036 | 0.000316 | 9.0466 | 36.0118 | 0.057 | 14.9036 | 19.2472 | 0 | 19.1555 | 0 | 0.25745 | 0.000316 | 0.22351 | 0.000316 | 2.1942 | 0.010164 | 65.3188 | 0.42691 | 1.4352 | 0.0053185 | 1.43 | 0.0053185 | 1.9074 | 0.0053185 | 38.3024 | 0.0715 | 16.2971 | 0.00797 | 0.20913 | 0.000332 | 0 | 0 | 0
| FY24 | 6 | 5.5472 | 16.8097 | 0.00487 | 0.17495 | 0.20971 | 0.000316 | 9.3488 | 37.2146 | 0.057 | 15.3984 | 19.8862 | 0 | 19.7915 | 0 | 0.26517 | 0.000316 | 0.23022 | 0.000316 | 2.271 | 0.010164 | 67.605 | 0.42691 | 1.4926 | 0.0053185 | 1.4872 | 0.0053185 | 1.9455 | 0.0053185 | 38.9153 | 0.0715 | 16.8023 | 0.00797 | 0.21541 | 0.000332 | 0 | 0 | 0
| FY25 | 7 | 5.7192 | 17.3308 | 0.00487 | 0.1802 | 0.216 | 0.000316 | 9.6611 | 38.4576 | 0.057 | 15.9096 | 20.5464 | 0 | 20.4486 | 0 | 0.27313 | 0.000316 | 0.23712 | 0.000316 | 2.3505 | 0.010164 | 69.9712 | 0.42691 | 1.5523 | 0.0053185 | 1.5467 | 0.0053185 | 1.9845 | 0.0053185 | 39.5379 | 0.0715 | 17.3232 | 0.00797 | 0.22187 | 0.000332 | 0 | 0 | 0
| FY26 | 8 | 5.8965 | 17.868 | 0.00487 | 0.18561 | 0.22248 | 0.000316 | 9.9837 | 39.7421 | 0.057 | 16.4378 | 21.2286 | 0 | 21.1275 | 0 | 0.28132 | 0.000316 | 0.24424 | 0.000316 | 2.4327 | 0.010164 | 72.4202 | 0.42691 | 1.6144 | 0.0053185 | 1.6086 | 0.0053185 | 2.0241 | 0.0053185 | 40.1705 | 0.0715 | 17.8602 | 0.00797 | 0.22853 | 0.000332 | 0 | 0 | 0
| FY27 | 9 | 6.0792 | 18.422 | 0.00487 | 0.19118 | 0.22916 | 0.000316 | 10.3172 | 41.0694 | 0.057 | 16.9836 | 21.9333 | 0 | 21.8289 | 0 | 0.28976 | 0.000316 | 0.25156 | 0.000316 | 2.5179 | 0.010164 | 74.9549 | 0.42691 | 1.679 | 0.0053185 | 1.6729 | 0.0053185 | 2.0646 | 0.0053185 | 40.8133 | 0.0715 | 18.4139 | 0.00797 | 0.23538 | 0.000332 | 0 | 0 | 0
| FY28 | 10 | 6.2677 | 18.993 | 0.00487 | 0.19691 | 0.23603 | 0.000316 | 10.6618 | 42.4412 | 0.057 | 17.5474 | 22.6615 | 0 | 22.5536 | 0 | 0.29845 | 0.000316 | 0.25911 | 0.000316 | 2.606 | 0.010164 | 77.5783 | 0.42691 | 1.7461 | 0.0053185 | 1.7398 | 0.0053185 | 2.1059 | 0.0053185 | 41.4663 | 0.0715 | 18.9847 | 0.00797 | 0.24244 | 0.000332 | 0 | 0 | 0
| FY29 | 11 | 6.462 | 19.5818 | 0.00487 | 0.20282 | 0.24311 | 0.000316 | 11.0179 | 43.8587 | 0.057 | 18.13 | 23.4139 | 0 | 23.3024 | 0 | 0.30741 | 0.000316 | 0.26688 | 0.000316 | 2.6972 | 0.010164 | 80.2935 | 0.42691 | 1.816 | 0.0053185 | 1.8094 | 0.0053185 | 2.148 | 0.0053185 | 42.1297 | 0.0715 | 19.5733 | 0.00797 | 0.24972 | 0.000332 | 0 | 0 | 0
| FY30 | 12 | 6.6623 | 20.1889 | 0.00487 | 0.2089 | 0.25041 | 0.000316 | 11.3859 | 45.3236 | 0.057 | 18.7319 | 24.1912 | 0 | 24.076 | 0 | 0.31663 | 0.000316 | 0.27489 | 0.000316 | 2.7916 | 0.010164 | 83.1038 | 0.42691 | 1.8886 | 0.0053185 | 1.8818 | 0.0053185 | 2.191 | 0.0053185 | 42.8038 | 0.0715 | 20.18 | 0.00797 | 0.25721 | 0.000332 | 0 | 0 | 0
| FY31 | 13 | 6.8689 | 20.8147 | 0.00487 | 0.21517 | 0.25792 | 0.000316 | 11.7662 | 46.8374 | 0.057 | 19.3538 | 24.9944 | 0 | 24.8754 | 0 | 0.32613 | 0.000316 | 0.28314 | 0.000316 | 2.8893 | 0.010164 | 86.0125 | 0.42691 | 1.9642 | 0.0053185 | 1.9571 | 0.0053185 | 2.2348 | 0.0053185 | 43.4887 | 0.0715 | 20.8056 | 0.00797 | 0.26492 | 0.000332 | 0 | 0 | 0
| FY32 | 14 | 7.0818 | 21.46 | 0.00487 | 0.22163 | 0.26566 | 0.000316 | 12.1592 | 48.4018 | 0.057 | 19.9963 | 25.8242 | 0 | 25.7012 | 0 | 0.33591 | 0.000316 | 0.29163 | 0.000316 | 2.9905 | 0.010164 | 89.0229 | 0.42691 | 2.0427 | 0.0053185 | 2.0353 | 0.0053185 | 2.2795 | 0.0053185 | 44.1845 | 0.0715 | 21.4506 | 0.00797 | 0.27287 | 0.000332 | 0 | 0 | 0
| FY33 | 15 | 7.3013 | 22.1252 | 0.00487 | 0.22828 | 0.27363 | 0.000316 | 12.5653 | 50.0184 | 0.057 | 20.6602 | 26.6816 | 0 | 26.5545 | 0 | 0.34599 | 0.000316 | 0.30038 | 0.000316 | 3.0951 | 0.010164 | 92.1387 | 0.42691 | 2.1244 | 0.0053185 | 2.1167 | 0.0053185 | 2.3251 | 0.0053185 | 44.8914 | 0.0715 | 22.1155 | 0.00797 | 0.28106 | 0.000332 | 0 | 0 | 0
| FY34 | 16 | 7.5277 | 22.8111 | 0.00487 | 0.23512 | 0.28184 | 0.000316 | 12.985 | 51.689 | 0.057 | 21.3461 | 27.5674 | 0 | 27.4361 | 0 | 0.35637 | 0.000316 | 0.30939 | 0.000316 | 3.2035 | 0.010164 | 95.3635 | 0.42691 | 2.2094 | 0.0053185 | 2.2014 | 0.0053185 | 2.3716 | 0.0053185 | 45.6097 | 0.0715 | 22.8011 | 0.00797 | 0.28949 | 0.000332 | 0 | 0 | 0
| FY35 | 17 | 7.761 | 23.5182 | 0.00487 | 0.24218 | 0.29029 | 0.000316 | 13.4187 | 53.4154 | 0.057 | 22.0548 | 28.4826 | 0 | 28.347 | 0 | 0.36706 | 0.000316 | 0.31867 | 0.000316 | 3.3156 | 0.010164 | 98.7013 | 0.42691 | 2.2978 | 0.0053185 | 2.2895 | 0.0053185 | 2.419 | 0.0053185 | 46.3394 | 0.0715 | 23.508 | 0.00797 | 0.29817 | 0.000332 | 0 | 0 | 0
| FY36 | 18 | 8.0016 | 24.2473 | 0.00487 | 0.24944 | 0.299 | 0.000316 | 13.8668 | 55.1995 | 0.057 | 22.7871 | 29.4282 | 0 | 29.2881 | 0 | 0.37807 | 0.000316 | 0.32823 | 0.000316 | 3.4316 | 0.010164 | 102.1558 | 0.42691 | 2.3897 | 0.0053185 | 2.3811 | 0.0053185 | 2.4674 | 0.0053185 | 47.0809 | 0.0715 | 24.2367 | 0.00797 | 0.30712 | 0.000332 | 0 | 0 | 0
| FY37 | 19 | 8.2497 | 24.999 | 0.00487 | 0.25693 | 0.30797 | 0.000316 | 14.33 | 57.0431 | 0.057 | 23.5436 | 30.4053 | 0 | 30.2605 | 0 | 0.38941 | 0.000316 | 0.33808 | 0.000316 | 3.5517 | 0.010164 | 105.7313 | 0.42691 | 2.4853 | 0.0053185 | 2.4763 | 0.0053185 | 2.5168 | 0.0053185 | 47.8342 | 0.0715 | 24.988 | 0.00797 | 0.31633 | 0.000332 | 0 | 0 | 0
| FY38 | 20 | 8.5054 | 25.7739 | 0.00487 | 0.26463 | 0.31721 | 0.000316 | 14.8086 | 58.9484 | 0.057 | 24.3252 | 31.4147 | 0 | 31.2651 | 0 | 0.4011 | 0.000316 | 0.34822 | 0.000316 | 3.6761 | 0.010164 | 109.4319 | 0.42691 | 2.5847 | 0.0053185 | 2.5753 | 0.0053185 | 2.5671 | 0.0053185 | 48.5995 | 0.0715 | 25.7627 | 0.00797 | 0.32582 | 0.000332 | 0 | 0 | 0
| FY39 | 21 | 8.7691 | 26.5729 | 0.00487 | 0.27257 | 0.32673 | 0.000316 | 15.3032 | 60.9173 | 0.057 | 25.1328 | 32.4577 | 0 | 32.3031 | 0 | 0.41313 | 0.000316 | 0.35867 | 0.000316 | 3.8047 | 0.010164 | 113.262 | 0.42691 | 2.6881 | 0.0053185 | 2.6784 | 0.0053185 | 2.6185 | 0.0053185 | 49.3771 | 0.0715 | 26.5613 | 0.00797 | 0.3356 | 0.000332 | 0 | 0 | 0
| FY40 | 22 | 9.0409 | 27.3967 | 0.00487 | 0.28075 | 0.33653 | 0.000316 | 15.8143 | 62.9519 | 0.057 | 25.9672 | 33.5353 | 0 | 33.3756 | 0 | 0.42552 | 0.000316 | 0.36943 | 0.000316 | 3.9379 | 0.010164 | 117.2261 | 0.42691 | 2.7956 | 0.0053185 | 2.7855 | 0.0053185 | 2.6708 | 0.0053185 | 50.1671 | 0.0715 | 27.3847 | 0.00797 | 0.34567 | 0.000332 | 0 | 0 | 0
| FY41 | 23 | 9.3212 | 28.246 | 0.00487 | 0.28917 | 0.34662 | 0.000316 | 16.3425 | 65.0545 | 0.057 | 26.8294 | 34.6487 | 0 | 34.4837 | 0 | 0.43829 | 0.000316 | 0.38051 | 0.000316 | 4.0757 | 0.010164 | 121.3291 | 0.42691 | 2.9075 | 0.0053185 | 2.8969 | 0.0053185 | 2.7242 | 0.0053185 | 50.9698 | 0.0715 | 28.2336 | 0.00797 | 0.35604 | 0.000332 | 0 | 0 | 0
| FY42 | 24 | 9.6101 | 29.1216 | 0.00487 | 0.29785 | 0.35702 | 0.000316 | 16.8884 | 67.2273 | 0.057 | 27.7201 | 35.799 | 0 | 35.6285 | 0 | 0.45144 | 0.000316 | 0.39193 | 0.000316 | 4.2184 | 0.010164 | 125.5756 | 0.42691 | 3.0237 | 0.0053185 | 3.0128 | 0.0053185 | 2.7787 | 0.0053185 | 51.7853 | 0.0715 | 29.1089 | 0.00797 | 0.36672 | 0.000332 | 0 | 0 | 0
| FY43 | 25 | 9.9081 | 30.0244 | 0.00487 | 0.30678 | 0.36773 | 0.000316 | 17.4525 | 69.4727 | 0.057 | 28.6404 | 36.9875 | 0 | 36.8114 | 0 | 0.46498 | 0.000316 | 0.40368 | 0.000316 | 4.366 | 0.010164 | 129.9707 | 0.42691 | 3.1447 | 0.0053185 | 3.1333 | 0.0053185 | 2.8343 | 0.0053185 | 52.6139 | 0.0715 | 30.0113 | 0.00797 | 0.37772 | 0.000332 | 0 | 0 | 0
| FY44 | 26 | 10.2152 | 30.9552 | 0.00487 | 0.31599 | 0.37876 | 0.000316 | 18.0354 | 71.7931 | 0.057 | 29.5913 | 38.2155 | 0 | 38.0335 | 0 | 0.47893 | 0.000316 | 0.41579 | 0.000316 | 4.5188 | 0.010164 | 134.5197 | 0.42691 | 3.2705 | 0.0053185 | 3.2586 | 0.0053185 | 2.891 | 0.0053185 | 53.4557 | 0.0715 | 30.9416 | 0.00797 | 0.38905 | 0.000332 | 0 | 0 | 0
| FY45 | 27 | 10.5319 | 31.9148 | 0.00487 | 0.32547 | 0.39013 | 0.000316 | 18.6378 | 74.191 | 0.057 | 30.5737 | 39.4843 | 0 | 39.2962 | 0 | 0.4933 | 0.000316 | 0.42827 | 0.000316 | 4.677 | 0.010164 | 139.2279 | 0.42691 | 3.4013 | 0.0053185 | 3.389 | 0.0053185 | 2.9488 | 0.0053185 | 54.311 | 0.0715 | 31.9008 | 0.00797 | 0.40072 | 0.000332 | 0 | 0 | 0
| FY46 | 28 | 10.8584 | 32.9041 | 0.00487 | 0.33523 | 0.40183 | 0.000316 | 19.2603 | 76.669 | 0.057 | 31.5887 | 40.7951 | 0 | 40.6009 | 0 | 0.5081 | 0.000316 | 0.44112 | 0.000316 | 4.8407 | 0.010164 | 144.1009 | 0.42691 | 3.5374 | 0.0053185 | 3.5245 | 0.0053185 | 3.0078 | 0.0053185 | 55.18 | 0.0715 | 32.8897 | 0.00797 | 0.41274 | 0.000332 | 0 | 0 | 0
| FY47 | 29 | 11.195 | 33.9241 | 0.00487 | 0.34529 | 0.41389 | 0.000316 | 19.9035 | 79.2297 | 0.057 | 32.6375 | 42.1495 | 0 | 41.9488 | 0 | 0.52334 | 0.000316 | 0.45435 | 0.000316 | 5.0101 | 0.010164 | 149.1444 | 0.42691 | 3.6789 | 0.0053185 | 3.6655 | 0.0053185 | 3.0679 | 0.0053185 | 56.0629 | 0.0715 | 33.9093 | 0.00797 | 0.42512 | 0.000332 | 0 | 0 | 0
| FY48 | 30 | 11.542 | 34.9758 | 0.00487 | 0.35565 | 0.4263 | 0.000316 | 20.5683 | 81.876 | 0.057 | 33.721 | 43.5489 | 0 | 43.3415 | 0 | 0.53904 | 0.000316 | 0.46798 | 0.000316 | 5.1854 | 0.010164 | 154.3644 | 0.42691 | 3.826 | 0.0053185 | 3.8121 | 0.0053185 | 3.1293 | 0.0053185 | 56.9599 | 0.0715 | 34.9605 | 0.00797 | 0.43788 | 0.000332 | 0 | 0 | 0
| FY49 | 31 | 11.8998 | 36.06 | 0.00487 | 0.36632 | 0.43909 | 0.000316 | 21.2553 | 84.6106 | 0.057 | 34.8406 | 44.9947 | 0 | 44.7805 | 0 | 0.55521 | 0.000316 | 0.48202 | 0.000316 | 5.3669 | 0.010164 | 159.7672 | 0.42691 | 3.979 | 0.0053185 | 3.9646 | 0.0053185 | 3.1919 | 0.0053185 | 57.8712 | 0.0715 | 36.0443 | 0.00797 | 0.45101 | 0.000332 | 0 | 0 | 0
| FY50 | 32 | 12.2687 | 37.1779 | 0.00487 | 0.3773 | 0.45226 | 0.000316 | 21.9652 | 87.4366 | 0.057 | 35.9973 | 46.4885 | 0 | 46.2672 | 0 | 0.57187 | 0.000316 | 0.49648 | 0.000316 | 5.5548 | 0.010164 | 165.3591 | 0.42691 | 4.1382 | 0.0053185 | 4.1232 | 0.0053185 | 3.2557 | 0.0053185 | 58.7972 | 0.0715 | 37.1617 | 0.00797 | 0.46454 | 0.000332 | 0 | 0 | 0
| FY51 | 33 | 12.649 | 38.3304 | 0.00487 | 0.38862 | 0.46583 | 0.000316 | 22.6989 | 90.357 | 0.057 | 37.1924 | 48.032 | 0 | 47.8032 | 0 | 0.58902 | 0.000316 | 0.51137 | 0.000316 | 5.7492 | 0.010164 | 171.1466 | 0.42691 | 4.3037 | 0.0053185 | 4.2881 | 0.0053185 | 3.3208 | 0.0053185 | 59.7379 | 0.0715 | 38.3137 | 0.00797 | 0.47848 | 0.000332 | 0 | 0 | 0
| FY52 | 34 | 13.0412 | 39.5187 | 0.00487 | 0.40028 | 0.47981 | 0.000316 | 23.457 | 93.3749 | 0.057 | 38.4272 | 49.6266 | 0 | 49.3903 | 0 | 0.60669 | 0.000316 | 0.52672 | 0.000316 | 5.9504 | 0.010164 | 177.1368 | 0.42691 | 4.4759 | 0.0053185 | 4.4597 | 0.0053185 | 3.3872 | 0.0053185 | 60.6937 | 0.0715 | 39.5014 | 0.00797 | 0.49284 | 0.000332 | 0 | 0 | 0
| FY53 | 35 | 13.4454 | 40.7437 | 0.00487 | 0.41229 | 0.4942 | 0.000316 | 24.2405 | 96.4937 | 0.057 | 39.703 | 51.2742 | 0 | 51.0301 | 0 | 0.6249 | 0.000316 | 0.54252 | 0.000316 | 6.1587 | 0.010164 | 183.3365 | 0.42691 | 4.6549 | 0.0053185 | 4.6381 | 0.0053185 | 3.455 | 0.0053185 | 61.6648 | 0.0715 | 40.7259 | 0.00797 | 0.50762 | 0.000332 | 0 | 0 | 0
| FY54 | 36 | 13.8622 | 42.0068 | 0.00487 | 0.42466 | 0.50903 | 0.000316 | 25.0501 | 99.7165 | 0.057 | 41.0211 | 52.9765 | 0 | 52.7243 | 0 | 0.64364 | 0.000316 | 0.55879 | 0.000316 | 6.3742 | 0.010164 | 189.7533 | 0.42691 | 4.8411 | 0.0053185 | 4.8236 | 0.0053185 | 3.5241 | 0.0053185 | 62.6515 | 0.0715 | 41.9884 | 0.00797 | 0.52285 | 0.000332 | 0 | 0 | 0
| FY55 | 37 | 14.292 | 43.309 | 0.00487 | 0.4374 | 0.5243 | 0.000316 | 25.8868 | 103.0471 | 0.057 | 42.383 | 54.7354 | 0 | 54.4747 | 0 | 0.66295 | 0.000316 | 0.57556 | 0.000316 | 6.5973 | 0.010164 | 196.3947 | 0.42691 | 5.0348 | 0.0053185 | 5.0165 | 0.0053185 | 3.5946 | 0.0053185 | 63.6539 | 0.0715 | 43.2901 | 0.00797 | 0.53853 | 0.000332 | 0 | 0 | 0
| FY56 | 38 | 14.735 | 44.6516 | 0.00487 | 0.45052 | 0.54003 | 0.000316 | 26.7514 | 106.4888 | 0.057 | 43.7901 | 56.5526 | 0 | 56.2833 | 0 | 0.68284 | 0.000316 | 0.59282 | 0.000316 | 6.8282 | 0.010164 | 203.2685 | 0.42691 | 5.2362 | 0.0053185 | 5.2172 | 0.0053185 | 3.6665 | 0.0053185 | 64.6724 | 0.0715 | 44.6321 | 0.00797 | 0.55469 | 0.000332 | 0 | 0 | 0
| FY57 | 39 | 15.1918 | 46.0358 | 0.00487 | 0.46404 | 0.55623 | 0.000316 | 27.6449 | 110.0456 | 0.057 | 45.244 | 58.4301 | 0 | 58.1519 | 0 | 0.70332 | 0.000316 | 0.61061 | 0.000316 | 7.0672 | 0.010164 | 210.3829 | 0.42691 | 5.4456 | 0.0053185 | 5.4259 | 0.0053185 | 3.7398 | 0.0053185 | 65.7071 | 0.0715 | 46.0157 | 0.00797 | 0.57133 | 0.000332 | 0 | 0 | 0
| FY58 | 40 | 15.6628 | 47.4629 | 0.00487 | 0.47796 | 0.57292 | 0.000316 | 28.5682 | 113.7211 | 0.057 | 46.7461 | 60.37 | 0 | 60.0825 | 0 | 0.72442 | 0.000316 | 0.62893 | 0.000316 | 7.3146 | 0.010164 | 217.7463 | 0.42691 | 5.6634 | 0.0053185 | 5.6429 | 0.0053185 | 3.8146 | 0.0053185 | 66.7584 | 0.0715 | 47.4421 | 0.00797 | 0.58847 | 0.000332 | 0 | 0 | 0
| FY59 | 41 | 16.1483 | 48.9343 | 0.00487 | 0.4923 | 0.5901 | 0.000316 | 29.5224 | 117.5194 | 0.057 | 48.298 | 62.3743 | 0 | 62.0772 | 0 | 0.74616 | 0.000316 | 0.64779 | 0.000316 | 7.5706 | 0.010164 | 225.3674 | 0.42691 | 5.89 | 0.0053185 | 5.8686 | 0.0053185 | 3.8909 | 0.0053185 | 67.8266 | 0.0715 | 48.9129 | 0.00797 | 0.60613 | 0.000332 | 0 | 0 | 0
| FY60 | 42 | 16.6489 | 50.4512 | 0.00487 | 0.50707 | 0.60781 | 0.000316 | 30.5085 | 121.4445 | 0.057 | 49.9015 | 64.4451 | 0 | 64.1382 | 0 | 0.76854 | 0.000316 | 0.66723 | 0.000316 | 7.8355 | 0.010164 | 233.2553 | 0.42691 | 6.1256 | 0.0053185 | 6.1034 | 0.0053185 | 3.9687 | 0.0053185 | 68.9118 | 0.0715 | 50.4292 | 0.00797 | 0.62431 | 0.000332 | 0 | 0 | 0
| FY61 | 43 | 17.165 | 52.0152 | 0.00487 | 0.52228 | 0.62604 | 0.000316 | 31.5275 | 125.5008 | 0.057 | 51.5582 | 66.5847 | 0 | 66.2676 | 0 | 0.7916 | 0.000316 | 0.68724 | 0.000316 | 8.1098 | 0.010164 | 241.4192 | 0.42691 | 6.3706 | 0.0053185 | 6.3475 | 0.0053185 | 4.0481 | 0.0053185 | 70.0144 | 0.0715 | 51.9925 | 0.00797 | 0.64304 | 0.000332 | 0 | 0 | 0
| FY62 | 44 | 17.6971 | 53.6277 | 0.00487 | 0.53795 | 0.64482 | 0.000316 | 32.5805 | 129.6925 | 0.057 | 53.27 | 68.7953 | 0 | 68.4677 | 0 | 0.81535 | 0.000316 | 0.70786 | 0.000316 | 8.3936 | 0.010164 | 249.8689 | 0.42691 | 6.6254 | 0.0053185 | 6.6014 | 0.0053185 | 4.129 | 0.0053185 | 71.1346 | 0.0715 | 53.6042 | 0.00797 | 0.66233 | 0.000332 | 0 | 0 | 0
| FY63 | 45 | 18.2457 | 55.2901 | 0.00487 | 0.55409 | 0.66417 | 0.000316 | 33.6687 | 134.0242 | 0.057 | 55.0385 | 71.0793 | 0 | 70.7408 | 0 | 0.83981 | 0.000316 | 0.7291 | 0.000316 | 8.6874 | 0.010164 | 258.6143 | 0.42691 | 6.8904 | 0.0053185 | 6.8655 | 0.0053185 | 4.2116 | 0.0053185 | 72.2728 | 0.0715 | 55.266 | 0.00797 | 0.6822 | 0.000332 | 0 | 0 | 0
Note on C4: Customizing: If you are customizing this template for use in a location outside of Harvard, editting the rates in row 9 and the titles in row 4 will automatically update the rest of the inputs section without further changes. Conversely, changes to the escalation rates should be made in row 67 of the INPUTS tab.
Note on D7: Rate Information: This column is used to develop the "Savings to University" calculations. Variable Only: Based on guidance from E&U about split of fuel and non-fuel costs.
Note on E7: Rate Information: This rate is used to develop the "Savings to Building" calculations.
Note on F9: Details: Rate based on actual FY15 emissions calculation from Harvard EH&S.
Note on G7: Rate Information: This column is used to develop the "Savings to University" calculations. Variable Only: "Delivery (NSTAR)" + "Supply (HDEL)" rates listed in E&U FY16 Recommended Rates Rates dated 03/30/15. Fixed: "Distribution (C&O)" rates listed in E&U FY16 Recommended Rates Rates dated 03/30/15.
Note on H7: Rate Information: This rate is used to develop the "Savings to Building" calculations.
Note on J7: Rate Information: This column is used to develop the "Savings to University" calculations. Variable Only: "Fuel" rates listed in E&U FY16 Recommended Rates Rates dated 03/30/15. Fixed: "Non-Fuel" + "Distribution (C&O)" rates listed in E&U FY16 Recommended Rates Rates dated 03/30/15.
Note on K7: Rate Information: This rate is used to develop the "Savings to Building" calculations.
Note on L9: MTCDE rates: GHG rate is based on HU plant upgrades.
Note on M7: Rate Information: This column is used to develop the "Savings to University" calculations. Variable Only: "Commidity/Supply, Water & Sewer" rates listed in E&U FY16 Recommended Rates Rates dated 03/30/15. Fixed: "Distribution (C&O)" rates listed in E&U FY16 Recommended Rates Rates dated 03/30/15.
Note on N7: Rate Information: This rate is used to develop the "Savings to Building" calculations.
Note on R9: From Harvard E&U FY16 data: Electric Direct Service Accounts are the average of Boston and Cambridge residential rates.
Note on S9: The GHG emissions rates here are identical to those found under the Cambridge Electricity GHG emissions. They are projected through seven years later and then held identical to the seventh year for all future years. These cells reference Column I.
Note on T9: From Harvard E&U FY16 data: Electric Direct Service Accounts are the average of Boston and Cambridge commercial rates. No demand charge savings are included in this calculator at this time.
Note on U9: The GHG emissions rates here are identical to those found under the Cambridge Electricity GHG emissions. These cells reference Column I.
Note on AB9: From FY16 E&U Budget Spreadsheet: This is the average of the commercial and residential rates for Cambridge.
Note on AF9: Rate Data: All Longwood rates utilize the full Cambridge rates.
Note on AH9: Rate Data: All Longwood rates utilize the full Cambridge rates.
Note on AJ9: Rate Data: All Longwood rates utilize the full Cambridge rates.

## Details_Baseline
Baseline Details |  |  | Update Instructions - No changes to this page are required. All cells reference the "Price GHG Detail" and "Inputs" tabs. Usage Instructions - No data needs to be entered on this tab to complete an LCC analysis. This information is provided for reference only.
Annual Costs - Savings to University
Year |  | Cambridge Chilled Water | Cambridge Electricity | Cambridge Steam | Cambridge Water/Sewer | Boston Water/Sewer | Residential Direct Electric | Commercial Direct Electric | #2 fuel oil | #4 fuel oil | Boston Gas | Cambridge gas | Transportation Gas | Longwood Steam | Longwood Chilled Water | Longwood Electricity | CUSTOM UNITS | COST OF CARBON | Total Annual Utility Costs | Present Value of Utility Costs | Annual Material Costs | Present Value of Annual Material Costs | Maintenance/Labor Costs | Present Value of Maintenance/Labor Costs | Present Value of Annual Costs - Non-Utility | Total Annual Cost (non-discounted) | Present Costs including all utilties, materials, and labor | Cumulative Present Costs
FY18 | 0 | [17 empty] | 0 | [6 empty] | 0 | 0 | 0
FY19 | 1 | 0 | 0 | 0 | 0 | 0 | 0 | 0 | 0 | 0 | 0 | 0 | 0 | 0 | 0 | 0 | 0 | 0 | 0 | 0 | 0 | 0 | 0 | 0 | 0 | 0 | 0 | 0
FY20 | 2 | 0 | 0 | 0 | 0 | 0 | 0 | 0 | 0 | 0 | 0 | 0 | 0 | 0 | 0 | 0 | 0 | 0 | 0 | 0 | 0 | 0 | 0 | 0 | 0 | 0 | 0 | 0
FY21 | 3 | 0 | 0 | 0 | 0 | 0 | 0 | 0 | 0 | 0 | 0 | 0 | 0 | 0 | 0 | 0 | 0 | 0 | 0 | 0 | 0 | 0 | 0 | 0 | 0 | 0 | 0 | 0
FY22 | 4 | 0 | 0 | 0 | 0 | 0 | 0 | 0 | 0 | 0 | 0 | 0 | 0 | 0 | 0 | 0 | 0 | 0 | 0 | 0 | 0 | 0 | 0 | 0 | 0 | 0 | 0 | 0
FY23 | 5 | 0 | 0 | 0 | 0 | 0 | 0 | 0 | 0 | 0 | 0 | 0 | 0 | 0 | 0 | 0 | 0 | 0 | 0 | 0 | 0 | 0 | 0 | 0 | 0 | 0 | 0 | 0
FY24 | 6 | 0 | 0 | 0 | 0 | 0 | 0 | 0 | 0 | 0 | 0 | 0 | 0 | 0 | 0 | 0 | 0 | 0 | 0 | 0 | 0 | 0 | 0 | 0 | 0 | 0 | 0 | 0
FY25 | 7 | 0 | 0 | 0 | 0 | 0 | 0 | 0 | 0 | 0 | 0 | 0 | 0 | 0 | 0 | 0 | 0 | 0 | 0 | 0 | 0 | 0 | 0 | 0 | 0 | 0 | 0 | 0
FY26 | 8 | 0 | 0 | 0 | 0 | 0 | 0 | 0 | 0 | 0 | 0 | 0 | 0 | 0 | 0 | 0 | 0 | 0 | 0 | 0 | 0 | 0 | 0 | 0 | 0 | 0 | 0 | 0
FY27 | 9 | 0 | 0 | 0 | 0 | 0 | 0 | 0 | 0 | 0 | 0 | 0 | 0 | 0 | 0 | 0 | 0 | 0 | 0 | 0 | 0 | 0 | 0 | 0 | 0 | 0 | 0 | 0
FY28 | 10 | 0 | 0 | 0 | 0 | 0 | 0 | 0 | 0 | 0 | 0 | 0 | 0 | 0 | 0 | 0 | 0 | 0 | 0 | 0 | 0 | 0 | 0 | 0 | 0 | 0 | 0 | 0
FY29 | 11 | 0 | 0 | 0 | 0 | 0 | 0 | 0 | 0 | 0 | 0 | 0 | 0 | 0 | 0 | 0 | 0 | 0 | 0 | 0 | 0 | 0 | 0 | 0 | 0 | 0 | 0 | 0
FY30 | 12 | 0 | 0 | 0 | 0 | 0 | 0 | 0 | 0 | 0 | 0 | 0 | 0 | 0 | 0 | 0 | 0 | 0 | 0 | 0 | 0 | 0 | 0 | 0 | 0 | 0 | 0 | 0
FY31 | 13 | 0 | 0 | 0 | 0 | 0 | 0 | 0 | 0 | 0 | 0 | 0 | 0 | 0 | 0 | 0 | 0 | 0 | 0 | 0 | 0 | 0 | 0 | 0 | 0 | 0 | 0 | 0
FY32 | 14 | 0 | 0 | 0 | 0 | 0 | 0 | 0 | 0 | 0 | 0 | 0 | 0 | 0 | 0 | 0 | 0 | 0 | 0 | 0 | 0 | 0 | 0 | 0 | 0 | 0 | 0 | 0
FY33 | 15 | 0 | 0 | 0 | 0 | 0 | 0 | 0 | 0 | 0 | 0 | 0 | 0 | 0 | 0 | 0 | 0 | 0 | 0 | 0 | 0 | 0 | 0 | 0 | 0 | 0 | 0 | 0
FY34 | 16 | 0 | 0 | 0 | 0 | 0 | 0 | 0 | 0 | 0 | 0 | 0 | 0 | 0 | 0 | 0 | 0 | 0 | 0 | 0 | 0 | 0 | 0 | 0 | 0 | 0 | 0 | 0
FY35 | 17 | 0 | 0 | 0 | 0 | 0 | 0 | 0 | 0 | 0 | 0 | 0 | 0 | 0 | 0 | 0 | 0 | 0 | 0 | 0 | 0 | 0 | 0 | 0 | 0 | 0 | 0 | 0
FY36 | 18 | 0 | 0 | 0 | 0 | 0 | 0 | 0 | 0 | 0 | 0 | 0 | 0 | 0 | 0 | 0 | 0 | 0 | 0 | 0 | 0 | 0 | 0 | 0 | 0 | 0 | 0 | 0
FY37 | 19 | 0 | 0 | 0 | 0 | 0 | 0 | 0 | 0 | 0 | 0 | 0 | 0 | 0 | 0 | 0 | 0 | 0 | 0 | 0 | 0 | 0 | 0 | 0 | 0 | 0 | 0 | 0
FY38 | 20 | 0 | 0 | 0 | 0 | 0 | 0 | 0 | 0 | 0 | 0 | 0 | 0 | 0 | 0 | 0 | 0 | 0 | 0 | 0 | 0 | 0 | 0 | 0 | 0 | 0 | 0 | 0
[19 empty] | 20 Year Totals | 0 |  | 0 |  | 0 | 0 |  | 0
Annual Costs - Savings to Building
Year |  | Cambridge Chilled Water | Cambridge Electricity | Cambridge Steam | Cambridge Water/Sewer | Boston Water/Sewer | Residential Direct Electric | Commercial Direct Electric | #2 fuel oil | #4 fuel oil | Boston Gas | Cambridge gas | Transportation Gas | Longwood Steam | Longwood Chilled Water | Longwood Electricity | CUSTOM UNITS | COST OF CARBON | Total Annual Utility Costs | Present Value of Utility Costs | Annual Material Costs | Present Value of Annual Material Costs | Maintenance/Labor Costs | Present Value of Maintenance/Labor Costs | Present Value of Annual Costs - Non-Utility | Total Annual Cost (non-discounted) | Present Cost including all one utilities, labor, and materials | Cumulative Present Costs
FY18 | 0 | 0 | 0 | 0 | 0 | 0 | 0 | 0 | 0 | 0 | 0 | 0 | 0 | 0 | 0 | 0 | 0 | 0 | 0 | [6 empty] | 0 | 0 | 0
FY19 | 1 | 0 | 0 | 0 | 0 | 0 | 0 | 0 | 0 | 0 | 0 | 0 | 0 | 0 | 0 | 0 | 0 | 0 | 0 | 0 | 0 | 0 | 0 | 0 | 0 | 0 | 0 | 0
FY20 | 2 | 0 | 0 | 0 | 0 | 0 | 0 | 0 | 0 | 0 | 0 | 0 | 0 | 0 | 0 | 0 | 0 | 0 | 0 | 0 | 0 | 0 | 0 | 0 | 0 | 0 | 0 | 0
FY21 | 3 | 0 | 0 | 0 | 0 | 0 | 0 | 0 | 0 | 0 | 0 | 0 | 0 | 0 | 0 | 0 | 0 | 0 | 0 | 0 | 0 | 0 | 0 | 0 | 0 | 0 | 0 | 0
FY22 | 4 | 0 | 0 | 0 | 0 | 0 | 0 | 0 | 0 | 0 | 0 | 0 | 0 | 0 | 0 | 0 | 0 | 0 | 0 | 0 | 0 | 0 | 0 | 0 | 0 | 0 | 0 | 0
FY23 | 5 | 0 | 0 | 0 | 0 | 0 | 0 | 0 | 0 | 0 | 0 | 0 | 0 | 0 | 0 | 0 | 0 | 0 | 0 | 0 | 0 | 0 | 0 | 0 | 0 | 0 | 0 | 0
FY24 | 6 | 0 | 0 | 0 | 0 | 0 | 0 | 0 | 0 | 0 | 0 | 0 | 0 | 0 | 0 | 0 | 0 | 0 | 0 | 0 | 0 | 0 | 0 | 0 | 0 | 0 | 0 | 0
FY25 | 7 | 0 | 0 | 0 | 0 | 0 | 0 | 0 | 0 | 0 | 0 | 0 | 0 | 0 | 0 | 0 | 0 | 0 | 0 | 0 | 0 | 0 | 0 | 0 | 0 | 0 | 0 | 0
FY26 | 8 | 0 | 0 | 0 | 0 | 0 | 0 | 0 | 0 | 0 | 0 | 0 | 0 | 0 | 0 | 0 | 0 | 0 | 0 | 0 | 0 | 0 | 0 | 0 | 0 | 0 | 0 | 0
FY27 | 9 | 0 | 0 | 0 | 0 | 0 | 0 | 0 | 0 | 0 | 0 | 0 | 0 | 0 | 0 | 0 | 0 | 0 | 0 | 0 | 0 | 0 | 0 | 0 | 0 | 0 | 0 | 0
FY28 | 10 | 0 | 0 | 0 | 0 | 0 | 0 | 0 | 0 | 0 | 0 | 0 | 0 | 0 | 0 | 0 | 0 | 0 | 0 | 0 | 0 | 0 | 0 | 0 | 0 | 0 | 0 | 0
FY29 | 11 | 0 | 0 | 0 | 0 | 0 | 0 | 0 | 0 | 0 | 0 | 0 | 0 | 0 | 0 | 0 | 0 | 0 | 0 | 0 | 0 | 0 | 0 | 0 | 0 | 0 | 0 | 0
FY30 | 12 | 0 | 0 | 0 | 0 | 0 | 0 | 0 | 0 | 0 | 0 | 0 | 0 | 0 | 0 | 0 | 0 | 0 | 0 | 0 | 0 | 0 | 0 | 0 | 0 | 0 | 0 | 0
FY31 | 13 | 0 | 0 | 0 | 0 | 0 | 0 | 0 | 0 | 0 | 0 | 0 | 0 | 0 | 0 | 0 | 0 | 0 | 0 | 0 | 0 | 0 | 0 | 0 | 0 | 0 | 0 | 0
FY32 | 14 | 0 | 0 | 0 | 0 | 0 | 0 | 0 | 0 | 0 | 0 | 0 | 0 | 0 | 0 | 0 | 0 | 0 | 0 | 0 | 0 | 0 | 0 | 0 | 0 | 0 | 0 | 0
FY33 | 15 | 0 | 0 | 0 | 0 | 0 | 0 | 0 | 0 | 0 | 0 | 0 | 0 | 0 | 0 | 0 | 0 | 0 | 0 | 0 | 0 | 0 | 0 | 0 | 0 | 0 | 0 | 0
FY34 | 16 | 0 | 0 | 0 | 0 | 0 | 0 | 0 | 0 | 0 | 0 | 0 | 0 | 0 | 0 | 0 | 0 | 0 | 0 | 0 | 0 | 0 | 0 | 0 | 0 | 0 | 0 | 0
FY35 | 17 | 0 | 0 | 0 | 0 | 0 | 0 | 0 | 0 | 0 | 0 | 0 | 0 | 0 | 0 | 0 | 0 | 0 | 0 | 0 | 0 | 0 | 0 | 0 | 0 | 0 | 0 | 0
FY36 | 18 | 0 | 0 | 0 | 0 | 0 | 0 | 0 | 0 | 0 | 0 | 0 | 0 | 0 | 0 | 0 | 0 | 0 | 0 | 0 | 0 | 0 | 0 | 0 | 0 | 0 | 0 | 0
FY37 | 19 | 0 | 0 | 0 | 0 | 0 | 0 | 0 | 0 | 0 | 0 | 0 | 0 | 0 | 0 | 0 | 0 | 0 | 0 | 0 | 0 | 0 | 0 | 0 | 0 | 0 | 0 | 0
FY38 | 20 | 0 | 0 | 0 | 0 | 0 | 0 | 0 | 0 | 0 | 0 | 0 | 0 | 0 | 0 | 0 | 0 | 0 | 0 | 0 | 0 | 0 | 0 | 0 | 0 | 0 | 0 | 0
[19 empty] | 20 Year Totals | 0 |  | 0 |  | 0 | 0 |  | 0
GHG Consumption
Year |  | Cambridge Chilled Water | Cambridge Electricity | Cambridge Steam | Cambridge Water/Sewer | Boston Water/Sewer | Residential Direct Electric | Commercial Direct Electric | #2 fuel oil | #4 fuel oil | Boston Gas | Cambridge gas | Transportation Gas | Longwood Steam | Longwood Chilled Water | Longwood Electricity | CUSTOM UNITS |  | Total GHG Consumed (MTCDE)
FY2012 | 0
FY2013 | 1 | 0 | 0 | 0 | 0 | 0 | 0 | 0 | 0 | 0 | 0 | 0 | 0 | 0 | 0 | 0 | 0 | 0
FY2014 | 2 | 0 | 0 | 0 | 0 | 0 | 0 | 0 | 0 | 0 | 0 | 0 | 0 | 0 | 0 | 0 | 0 | 0
FY2015 | 3 | 0 | 0 | 0 | 0 | 0 | 0 | 0 | 0 | 0 | 0 | 0 | 0 | 0 | 0 | 0 | 0 | 0
FY2016 | 4 | 0 | 0 | 0 | 0 | 0 | 0 | 0 | 0 | 0 | 0 | 0 | 0 | 0 | 0 | 0 | 0 | 0
FY2017 | 5 | 0 | 0 | 0 | 0 | 0 | 0 | 0 | 0 | 0 | 0 | 0 | 0 | 0 | 0 | 0 | 0 | 0
FY2018 | 6 | 0 | 0 | 0 | 0 | 0 | 0 | 0 | 0 | 0 | 0 | 0 | 0 | 0 | 0 | 0 | 0 | 0
FY2019 | 7 | 0 | 0 | 0 | 0 | 0 | 0 | 0 | 0 | 0 | 0 | 0 | 0 | 0 | 0 | 0 | 0 | 0
FY2020 | 8 | 0 | 0 | 0 | 0 | 0 | 0 | 0 | 0 | 0 | 0 | 0 | 0 | 0 | 0 | 0 | 0 | 0
FY2021 | 9 | 0 | 0 | 0 | 0 | 0 | 0 | 0 | 0 | 0 | 0 | 0 | 0 | 0 | 0 | 0 | 0 | 0
FY2022 | 10 | 0 | 0 | 0 | 0 | 0 | 0 | 0 | 0 | 0 | 0 | 0 | 0 | 0 | 0 | 0 | 0 | 0
FY2023 | 11 | 0 | 0 | 0 | 0 | 0 | 0 | 0 | 0 | 0 | 0 | 0 | 0 | 0 | 0 | 0 | 0 | 0
FY2024 | 12 | 0 | 0 | 0 | 0 | 0 | 0 | 0 | 0 | 0 | 0 | 0 | 0 | 0 | 0 | 0 | 0 | 0
FY2025 | 13 | 0 | 0 | 0 | 0 | 0 | 0 | 0 | 0 | 0 | 0 | 0 | 0 | 0 | 0 | 0 | 0 | 0
FY2026 | 14 | 0 | 0 | 0 | 0 | 0 | 0 | 0 | 0 | 0 | 0 | 0 | 0 | 0 | 0 | 0 | 0 | 0
FY2027 | 15 | 0 | 0 | 0 | 0 | 0 | 0 | 0 | 0 | 0 | 0 | 0 | 0 | 0 | 0 | 0 | 0 | 0
FY2028 | 16 | 0 | 0 | 0 | 0 | 0 | 0 | 0 | 0 | 0 | 0 | 0 | 0 | 0 | 0 | 0 | 0 | 0
FY2029 | 17 | 0 | 0 | 0 | 0 | 0 | 0 | 0 | 0 | 0 | 0 | 0 | 0 | 0 | 0 | 0 | 0 | 0
FY2030 | 18 | 0 | 0 | 0 | 0 | 0 | 0 | 0 | 0 | 0 | 0 | 0 | 0 | 0 | 0 | 0 | 0 | 0
FY2031 | 19 | 0 | 0 | 0 | 0 | 0 | 0 | 0 | 0 | 0 | 0 | 0 | 0 | 0 | 0 | 0 | 0 | 0
FY2032 | 20 | 0 | 0 | 0 | 0 | 0 | 0 | 0 | 0 | 0 | 0 | 0 | 0 | 0 | 0 | 0 | 0 | 0
[18 empty] | 20 Year Total | 0 | MTCDE
Note on S54: Emissions Note: Emissions in Year 0 are provided only for reference. These savings are not factored into other GHG reporting on the results page.
Note on T30: Calculation Info: Note that the 20 Year metrics do not reference Year 0 utility costs, as all savings are assumed to happen in the following year. This is only shown to provide the "First Year Savings" for "Savings to Building" in the Results tab.
Note on AA5: Cost Notes: The only cost carried here is the initial cost of installation. All utility and maintenance costs are assumed to start in Year 1.
Note on AA30: Cost Notes: The only cost carried here is the initial cost of installation. All utility and maintenance costs are assumed to start in Year 1. Utility costs in Year 0 are shown for reference only.

## Details_Alt A
Option A Details |  |  | Update Instructions - No changes to this page are required. All cells reference the "Price GHG Detail" and "Inputs" tabs. Usage Instructions - No data needs to be entered on this tab to complete an LCC analysis. This information is provided for reference only.
Annual Costs - Savings to University
Year |  | Cambridge Chilled Water | Cambridge Electricity | Cambridge Steam | Cambridge Water/Sewer | Boston Water/Sewer | Residential Direct Electric | Commercial Direct Electric | #2 fuel oil | #4 fuel oil | Boston Gas | Cambridge gas | Transportation Gas | Longwood Steam | Longwood Chilled Water | Longwood Electricity | CUSTOM UNITS | COST OF CARBON | Total Escalated Utility Costs | Present Value of Utility Costs | Annual Material Costs | Present Value of Annual Material Costs | Maintenance/Labor Costs | Present Value of Maintenance/Labor Costs | Present Value of Annual Costs - Non-Utility | Total Annual Cost (non-discounted) | Present Costs including all utilities, materials, and labor | Cumulative Present Costs | Annual Savings Compared to Baseline | Present Value of Annual Savings | Cumulative Savings | Net Savings | IGNORE (values used to calculate DPP)
FY18 | 0 | [17 empty] | NA | NA | NA | NA | NA | NA | NA | 0 | 0 | 0 | 0 | 0 |  | 0 | 0 | 0 | 0
FY19 | 1 | 0 | 0 | 0 | 0 | 0 | 0 | 0 | 0 | 0 | 0 | 0 | 0 | 0 | 0 | 0 | 0 | 0 | 0 | 0 | 0 | 0 | 0 | 0 | 0 | 0 | 0 | 0 | 0 | 0 | 0 | 0 | 1 | 1 | 0
FY20 | 2 | 0 | 0 | 0 | 0 | 0 | 0 | 0 | 0 | 0 | 0 | 0 | 0 | 0 | 0 | 0 | 0 | 0 | 0 | 0 | 0 | 0 | 0 | 0 | 0 | 0 | 0 | 0 | 0 | 0 | 0 | 0 | 2 | 4 | 0
FY21 | 3 | 0 | 0 | 0 | 0 | 0 | 0 | 0 | 0 | 0 | 0 | 0 | 0 | 0 | 0 | 0 | 0 | 0 | 0 | 0 | 0 | 0 | 0 | 0 | 0 | 0 | 0 | 0 | 0 | 0 | 0 | 0 | 3 | 9 | 0
FY22 | 4 | 0 | 0 | 0 | 0 | 0 | 0 | 0 | 0 | 0 | 0 | 0 | 0 | 0 | 0 | 0 | 0 | 0 | 0 | 0 | 0 | 0 | 0 | 0 | 0 | 0 | 0 | 0 | 0 | 0 | 0 | 0 | 4 | 16 | 0
FY23 | 5 | 0 | 0 | 0 | 0 | 0 | 0 | 0 | 0 | 0 | 0 | 0 | 0 | 0 | 0 | 0 | 0 | 0 | 0 | 0 | 0 | 0 | 0 | 0 | 0 | 0 | 0 | 0 | 0 | 0 | 0 | 0 | 5 | 25 | 0
FY24 | 6 | 0 | 0 | 0 | 0 | 0 | 0 | 0 | 0 | 0 | 0 | 0 | 0 | 0 | 0 | 0 | 0 | 0 | 0 | 0 | 0 | 0 | 0 | 0 | 0 | 0 | 0 | 0 | 0 | 0 | 0 | 0 | 6 | 36 | 0
FY25 | 7 | 0 | 0 | 0 | 0 | 0 | 0 | 0 | 0 | 0 | 0 | 0 | 0 | 0 | 0 | 0 | 0 | 0 | 0 | 0 | 0 | 0 | 0 | 0 | 0 | 0 | 0 | 0 | 0 | 0 | 0 | 0 | 7 | 49 | 0
FY26 | 8 | 0 | 0 | 0 | 0 | 0 | 0 | 0 | 0 | 0 | 0 | 0 | 0 | 0 | 0 | 0 | 0 | 0 | 0 | 0 | 0 | 0 | 0 | 0 | 0 | 0 | 0 | 0 | 0 | 0 | 0 | 0 | 8 | 64 | 0
FY27 | 9 | 0 | 0 | 0 | 0 | 0 | 0 | 0 | 0 | 0 | 0 | 0 | 0 | 0 | 0 | 0 | 0 | 0 | 0 | 0 | 0 | 0 | 0 | 0 | 0 | 0 | 0 | 0 | 0 | 0 | 0 | 0 | 9 | 81 | 0
FY28 | 10 | 0 | 0 | 0 | 0 | 0 | 0 | 0 | 0 | 0 | 0 | 0 | 0 | 0 | 0 | 0 | 0 | 0 | 0 | 0 | 0 | 0 | 0 | 0 | 0 | 0 | 0 | 0 | 0 | 0 | 0 | 0 | 10 | 100 | 0
FY29 | 11 | 0 | 0 | 0 | 0 | 0 | 0 | 0 | 0 | 0 | 0 | 0 | 0 | 0 | 0 | 0 | 0 | 0 | 0 | 0 | 0 | 0 | 0 | 0 | 0 | 0 | 0 | 0 | 0 | 0 | 0 | 0 | 11 | 121 | 0
FY30 | 12 | 0 | 0 | 0 | 0 | 0 | 0 | 0 | 0 | 0 | 0 | 0 | 0 | 0 | 0 | 0 | 0 | 0 | 0 | 0 | 0 | 0 | 0 | 0 | 0 | 0 | 0 | 0 | 0 | 0 | 0 | 0 | 12 | 144 | 0
FY31 | 13 | 0 | 0 | 0 | 0 | 0 | 0 | 0 | 0 | 0 | 0 | 0 | 0 | 0 | 0 | 0 | 0 | 0 | 0 | 0 | 0 | 0 | 0 | 0 | 0 | 0 | 0 | 0 | 0 | 0 | 0 | 0 | 13 | 169 | 0
FY32 | 14 | 0 | 0 | 0 | 0 | 0 | 0 | 0 | 0 | 0 | 0 | 0 | 0 | 0 | 0 | 0 | 0 | 0 | 0 | 0 | 0 | 0 | 0 | 0 | 0 | 0 | 0 | 0 | 0 | 0 | 0 | 0 | 14 | 196 | 0
FY33 | 15 | 0 | 0 | 0 | 0 | 0 | 0 | 0 | 0 | 0 | 0 | 0 | 0 | 0 | 0 | 0 | 0 | 0 | 0 | 0 | 0 | 0 | 0 | 0 | 0 | 0 | 0 | 0 | 0 | 0 | 0 | 0 | 15 | 225 | 0
FY34 | 16 | 0 | 0 | 0 | 0 | 0 | 0 | 0 | 0 | 0 | 0 | 0 | 0 | 0 | 0 | 0 | 0 | 0 | 0 | 0 | 0 | 0 | 0 | 0 | 0 | 0 | 0 | 0 | 0 | 0 | 0 | 0 | 16 | 256 | 0
FY35 | 17 | 0 | 0 | 0 | 0 | 0 | 0 | 0 | 0 | 0 | 0 | 0 | 0 | 0 | 0 | 0 | 0 | 0 | 0 | 0 | 0 | 0 | 0 | 0 | 0 | 0 | 0 | 0 | 0 | 0 | 0 | 0 | 17 | 289 | 0
FY36 | 18 | 0 | 0 | 0 | 0 | 0 | 0 | 0 | 0 | 0 | 0 | 0 | 0 | 0 | 0 | 0 | 0 | 0 | 0 | 0 | 0 | 0 | 0 | 0 | 0 | 0 | 0 | 0 | 0 | 0 | 0 | 0 | 18 | 324 | 0
FY37 | 19 | 0 | 0 | 0 | 0 | 0 | 0 | 0 | 0 | 0 | 0 | 0 | 0 | 0 | 0 | 0 | 0 | 0 | 0 | 0 | 0 | 0 | 0 | 0 | 0 | 0 | 0 | 0 | 0 | 0 | 0 | 0 | 19 | 361 | 0
FY38 | 20 | 0 | 0 | 0 | 0 | 0 | 0 | 0 | 0 | 0 | 0 | 0 | 0 | 0 | 0 | 0 | 0 | 0 | 0 | 0 | 0 | 0 | 0 | 0 | 0 | 0 | 0 | 0 | 0 | 0 | 0 | 0 | 20 | 400 | 0
[19 empty] | 20 Year Totals | 0 |  | 0 |  | 0 | 0 |  | 0 |  | 20 Year Total | 0 |  |  | 0 | 0 | 0 | #DIV/0!
#DIV/0!
Annual Costs - Savings to Building
Year |  | Cambridge Chilled Water | Cambridge Electricity | Cambridge Steam | Cambridge Water/Sewer | Boston Water/Sewer | Residential Direct Electric | Commercial Direct Electric | #2 fuel oil | #4 fuel oil | Boston Gas | Cambridge gas | Transportation Gas | Longwood Steam | Longwood Chilled Water | Longwood Electricity | CUSTOM UNITS | COST OF CARBON | Total Annual Utility Costs | Present Utility Costs | Annual Material Costs | Present Value of Annual Material Costs | Maintenance/Labor Costs | Present Value of Maintenance/Labor Costs | Present Value of Annual Costs - Non-Utility | Total Annual Cost (non-discounted) | Present Costs including all utilities, materials, and labor | Cumulative Present Costs | Annual Savings Compared to Baseline | Present Value of Annual Savings | Cumulative Savings | Net Savings | IGNORE (values used to calculate DPP)
FY18 | 0 | 0 | 0 | 0 | 0 | 0 | 0 | 0 | 0 | 0 | 0 | 0 | 0 | 0 | 0 | 0 | 0 | 0 | 0 | NA | NA | NA | NA | NA | NA | 0 | 0 | 0 | 0 | 0 |  | 0 | 0 | 0 | 0
FY19 | 1 | 0 | 0 | 0 | 0 | 0 | 0 | 0 | 0 | 0 | 0 | 0 | 0 | 0 | 0 | 0 | 0 | 0 | 0 | 0 | 0 | 0 | 0 | 0 | 0 | 0 | 0 | 0 | 0 | 0 | 0 | 0 | 1 | 1 | 0
FY20 | 2 | 0 | 0 | 0 | 0 | 0 | 0 | 0 | 0 | 0 | 0 | 0 | 0 | 0 | 0 | 0 | 0 | 0 | 0 | 0 | 0 | 0 | 0 | 0 | 0 | 0 | 0 | 0 | 0 | 0 | 0 | 0 | 2 | 4 | 0
FY21 | 3 | 0 | 0 | 0 | 0 | 0 | 0 | 0 | 0 | 0 | 0 | 0 | 0 | 0 | 0 | 0 | 0 | 0 | 0 | 0 | 0 | 0 | 0 | 0 | 0 | 0 | 0 | 0 | 0 | 0 | 0 | 0 | 3 | 9 | 0
FY22 | 4 | 0 | 0 | 0 | 0 | 0 | 0 | 0 | 0 | 0 | 0 | 0 | 0 | 0 | 0 | 0 | 0 | 0 | 0 | 0 | 0 | 0 | 0 | 0 | 0 | 0 | 0 | 0 | 0 | 0 | 0 | 0 | 4 | 16 | 0
FY23 | 5 | 0 | 0 | 0 | 0 | 0 | 0 | 0 | 0 | 0 | 0 | 0 | 0 | 0 | 0 | 0 | 0 | 0 | 0 | 0 | 0 | 0 | 0 | 0 | 0 | 0 | 0 | 0 | 0 | 0 | 0 | 0 | 5 | 25 | 0
FY24 | 6 | 0 | 0 | 0 | 0 | 0 | 0 | 0 | 0 | 0 | 0 | 0 | 0 | 0 | 0 | 0 | 0 | 0 | 0 | 0 | 0 | 0 | 0 | 0 | 0 | 0 | 0 | 0 | 0 | 0 | 0 | 0 | 6 | 36 | 0
FY25 | 7 | 0 | 0 | 0 | 0 | 0 | 0 | 0 | 0 | 0 | 0 | 0 | 0 | 0 | 0 | 0 | 0 | 0 | 0 | 0 | 0 | 0 | 0 | 0 | 0 | 0 | 0 | 0 | 0 | 0 | 0 | 0 | 7 | 49 | 0
FY26 | 8 | 0 | 0 | 0 | 0 | 0 | 0 | 0 | 0 | 0 | 0 | 0 | 0 | 0 | 0 | 0 | 0 | 0 | 0 | 0 | 0 | 0 | 0 | 0 | 0 | 0 | 0 | 0 | 0 | 0 | 0 | 0 | 8 | 64 | 0
FY27 | 9 | 0 | 0 | 0 | 0 | 0 | 0 | 0 | 0 | 0 | 0 | 0 | 0 | 0 | 0 | 0 | 0 | 0 | 0 | 0 | 0 | 0 | 0 | 0 | 0 | 0 | 0 | 0 | 0 | 0 | 0 | 0 | 9 | 81 | 0
FY28 | 10 | 0 | 0 | 0 | 0 | 0 | 0 | 0 | 0 | 0 | 0 | 0 | 0 | 0 | 0 | 0 | 0 | 0 | 0 | 0 | 0 | 0 | 0 | 0 | 0 | 0 | 0 | 0 | 0 | 0 | 0 | 0 | 10 | 100 | 0
FY29 | 11 | 0 | 0 | 0 | 0 | 0 | 0 | 0 | 0 | 0 | 0 | 0 | 0 | 0 | 0 | 0 | 0 | 0 | 0 | 0 | 0 | 0 | 0 | 0 | 0 | 0 | 0 | 0 | 0 | 0 | 0 | 0 | 11 | 121 | 0
FY30 | 12 | 0 | 0 | 0 | 0 | 0 | 0 | 0 | 0 | 0 | 0 | 0 | 0 | 0 | 0 | 0 | 0 | 0 | 0 | 0 | 0 | 0 | 0 | 0 | 0 | 0 | 0 | 0 | 0 | 0 | 0 | 0 | 12 | 144 | 0
FY31 | 13 | 0 | 0 | 0 | 0 | 0 | 0 | 0 | 0 | 0 | 0 | 0 | 0 | 0 | 0 | 0 | 0 | 0 | 0 | 0 | 0 | 0 | 0 | 0 | 0 | 0 | 0 | 0 | 0 | 0 | 0 | 0 | 13 | 169 | 0
FY32 | 14 | 0 | 0 | 0 | 0 | 0 | 0 | 0 | 0 | 0 | 0 | 0 | 0 | 0 | 0 | 0 | 0 | 0 | 0 | 0 | 0 | 0 | 0 | 0 | 0 | 0 | 0 | 0 | 0 | 0 | 0 | 0 | 14 | 196 | 0
FY33 | 15 | 0 | 0 | 0 | 0 | 0 | 0 | 0 | 0 | 0 | 0 | 0 | 0 | 0 | 0 | 0 | 0 | 0 | 0 | 0 | 0 | 0 | 0 | 0 | 0 | 0 | 0 | 0 | 0 | 0 | 0 | 0 | 15 | 225 | 0
FY34 | 16 | 0 | 0 | 0 | 0 | 0 | 0 | 0 | 0 | 0 | 0 | 0 | 0 | 0 | 0 | 0 | 0 | 0 | 0 | 0 | 0 | 0 | 0 | 0 | 0 | 0 | 0 | 0 | 0 | 0 | 0 | 0 | 16 | 256 | 0
FY35 | 17 | 0 | 0 | 0 | 0 | 0 | 0 | 0 | 0 | 0 | 0 | 0 | 0 | 0 | 0 | 0 | 0 | 0 | 0 | 0 | 0 | 0 | 0 | 0 | 0 | 0 | 0 | 0 | 0 | 0 | 0 | 0 | 17 | 289 | 0
FY36 | 18 | 0 | 0 | 0 | 0 | 0 | 0 | 0 | 0 | 0 | 0 | 0 | 0 | 0 | 0 | 0 | 0 | 0 | 0 | 0 | 0 | 0 | 0 | 0 | 0 | 0 | 0 | 0 | 0 | 0 | 0 | 0 | 18 | 324 | 0
FY37 | 19 | 0 | 0 | 0 | 0 | 0 | 0 | 0 | 0 | 0 | 0 | 0 | 0 | 0 | 0 | 0 | 0 | 0 | 0 | 0 | 0 | 0 | 0 | 0 | 0 | 0 | 0 | 0 | 0 | 0 | 0 | 0 | 19 | 361 | 0
FY38 | 20 | 0 | 0 | 0 | 0 | 0 | 0 | 0 | 0 | 0 | 0 | 0 | 0 | 0 | 0 | 0 | 0 | 0 | 0 | 0 | 0 | 0 | 0 | 0 | 0 | 0 | 0 | 0 | 0 | 0 | 0 | 0 | 20 | 400 | 0
[19 empty] | 20 Year Totals | 0 |  | 0 |  | 0 | 0 |  | 0 |  | 20 Year Total | 0 |  |  | 0 | 0 | 0 | #DIV/0!
|  | GHG Savings | [30 empty] | #DIV/0!
Year |  | Cambridge Chilled Water | Cambridge Electricity | Cambridge Steam | Cambridge Water/Sewer | Boston Water/Sewer | Residential Direct Electric | Commercial Direct Electric | #2 fuel oil | #4 fuel oil | Boston Gas | Cambridge gas | Transportation Gas | Longwood Steam | Longwood Chilled Water | Longwood Electricity | CUSTOM UNITS |  | Total GHG Consumed (MTCDE)
FY18 | 0
FY19 | 1 | 0 | 0 | 0 | 0 | 0 | 0 | 0 | 0 | 0 | 0 | 0 | 0 | 0 | 0 | 0 | 0 | 0
FY20 | 2 | 0 | 0 | 0 | 0 | 0 | 0 | 0 | 0 | 0 | 0 | 0 | 0 | 0 | 0 | 0 | 0 | 0
FY21 | 3 | 0 | 0 | 0 | 0 | 0 | 0 | 0 | 0 | 0 | 0 | 0 | 0 | 0 | 0 | 0 | 0 | 0
FY22 | 4 | 0 | 0 | 0 | 0 | 0 | 0 | 0 | 0 | 0 | 0 | 0 | 0 | 0 | 0 | 0 | 0 | 0
FY23 | 5 | 0 | 0 | 0 | 0 | 0 | 0 | 0 | 0 | 0 | 0 | 0 | 0 | 0 | 0 | 0 | 0 | 0
FY24 | 6 | 0 | 0 | 0 | 0 | 0 | 0 | 0 | 0 | 0 | 0 | 0 | 0 | 0 | 0 | 0 | 0 | 0
FY25 | 7 | 0 | 0 | 0 | 0 | 0 | 0 | 0 | 0 | 0 | 0 | 0 | 0 | 0 | 0 | 0 | 0 | 0
FY26 | 8 | 0 | 0 | 0 | 0 | 0 | 0 | 0 | 0 | 0 | 0 | 0 | 0 | 0 | 0 | 0 | 0 | 0
FY27 | 9 | 0 | 0 | 0 | 0 | 0 | 0 | 0 | 0 | 0 | 0 | 0 | 0 | 0 | 0 | 0 | 0 | 0
FY28 | 10 | 0 | 0 | 0 | 0 | 0 | 0 | 0 | 0 | 0 | 0 | 0 | 0 | 0 | 0 | 0 | 0 | 0
FY29 | 11 | 0 | 0 | 0 | 0 | 0 | 0 | 0 | 0 | 0 | 0 | 0 | 0 | 0 | 0 | 0 | 0 | 0
FY30 | 12 | 0 | 0 | 0 | 0 | 0 | 0 | 0 | 0 | 0 | 0 | 0 | 0 | 0 | 0 | 0 | 0 | 0
FY31 | 13 | 0 | 0 | 0 | 0 | 0 | 0 | 0 | 0 | 0 | 0 | 0 | 0 | 0 | 0 | 0 | 0 | 0
FY32 | 14 | 0 | 0 | 0 | 0 | 0 | 0 | 0 | 0 | 0 | 0 | 0 | 0 | 0 | 0 | 0 | 0 | 0
FY33 | 15 | 0 | 0 | 0 | 0 | 0 | 0 | 0 | 0 | 0 | 0 | 0 | 0 | 0 | 0 | 0 | 0 | 0
FY34 | 16 | 0 | 0 | 0 | 0 | 0 | 0 | 0 | 0 | 0 | 0 | 0 | 0 | 0 | 0 | 0 | 0 | 0
FY35 | 17 | 0 | 0 | 0 | 0 | 0 | 0 | 0 | 0 | 0 | 0 | 0 | 0 | 0 | 0 | 0 | 0 | 0
FY36 | 18 | 0 | 0 | 0 | 0 | 0 | 0 | 0 | 0 | 0 | 0 | 0 | 0 | 0 | 0 | 0 | 0 | 0
FY37 | 19 | 0 | 0 | 0 | 0 | 0 | 0 | 0 | 0 | 0 | 0 | 0 | 0 | 0 | 0 | 0 | 0 | 0
FY38 | 20 | 0 | 0 | 0 | 0 | 0 | 0 | 0 | 0 | 0 | 0 | 0 | 0 | 0 | 0 | 0 | 0 | 0
[18 empty] | OPTION A 20 Year Total | 0 | MTCDE
[18 empty] | BASELINE 20 Year Total | 0 | MTCDE
[18 empty] | OPTION A 20 Year Savings Compared to BASELINE | 0 | MTCDE
Note on S54: Emissions Note: Emissions in Year 0 are provided only for reference. These savings are not factored into other GHG reporting on the results page.
Note on T30: Calculation Info: Note that the 20 Year metrics do not reference Year 0 utility costs, as all savings are assumed to happen in the following year. This is only shown to provide the "First Year Savings" for "Savings to Building" in the Results tab.
Note on AA5: Cost Notes: The only cost carried here is the initial cost of installation. All utility and maintenance costs are assumed to start in Year 1.
Note on AA30: Cost Notes: The only cost carried here is the initial cost of installation. All utility and maintenance costs are assumed to start in Year 1. Utility costs in Year 0 are shown for reference only.

## Details_Alt B
Option B Details |  |  | Update Instructions - No changes to this page are required. All cells reference the "Price GHG Detail" and "Inputs" tabs. Usage Instructions - No data needs to be entered on this tab to complete an LCC analysis. This information is provided for reference only.
Annual Costs - Savings to University
Year |  | Cambridge Chilled Water | Cambridge Electricity | Cambridge Steam | Cambridge Water/Sewer | Boston Water/Sewer | Residential Direct Electric | Commercial Direct Electric | #2 fuel oil | #4 fuel oil | Boston Gas | Cambridge gas | Transportation Gas | Longwood Steam | Longwood Chilled Water | Longwood Electricity | CUSTOM UNITS | COST OF CARBON | Total Annual Utility Costs | Present Value of Utility Costs | Escalated Annual Material Costs | Present Value of Annual Material Costs | Escalated Maintenance/Labor Costs | Present Maintenance/Labor Costs | Present of Annual Costs - Non-Utility | Total Annual Cost (non-discounted) | Present Costs including all utilities, materials, and labor | Cumulative Present Costs | Annual Savings Compared to Baseline | Present Value of Annual Savings | Cumulative Savings | Net Savings | IGNORE (values used to calculate DPB)
FY18 | 0 | [17 empty] | NA | NA | NA | NA | NA | NA | NA | 0 | 0 | 0 | 0 | 0 | 0 | 0 | 0 | 0 | 0
FY19 | 1 | 0 | 0 | 0 | 0 | 0 | 0 | 0 | 0 | 0 | 0 | 0 | 0 | 0 | 0 | 0 | 0 | 0 | 0 | 0 | 0 | 0 | 0 | 0 | 0 | 0 | 0 | 0 | 0 | 0 | 0 | 0 | 1 | 1 | 0
FY20 | 2 | 0 | 0 | 0 | 0 | 0 | 0 | 0 | 0 | 0 | 0 | 0 | 0 | 0 | 0 | 0 | 0 | 0 | 0 | 0 | 0 | 0 | 0 | 0 | 0 | 0 | 0 | 0 | 0 | 0 | 0 | 0 | 2 | 4 | 0
FY21 | 3 | 0 | 0 | 0 | 0 | 0 | 0 | 0 | 0 | 0 | 0 | 0 | 0 | 0 | 0 | 0 | 0 | 0 | 0 | 0 | 0 | 0 | 0 | 0 | 0 | 0 | 0 | 0 | 0 | 0 | 0 | 0 | 3 | 9 | 0
FY22 | 4 | 0 | 0 | 0 | 0 | 0 | 0 | 0 | 0 | 0 | 0 | 0 | 0 | 0 | 0 | 0 | 0 | 0 | 0 | 0 | 0 | 0 | 0 | 0 | 0 | 0 | 0 | 0 | 0 | 0 | 0 | 0 | 4 | 16 | 0
FY23 | 5 | 0 | 0 | 0 | 0 | 0 | 0 | 0 | 0 | 0 | 0 | 0 | 0 | 0 | 0 | 0 | 0 | 0 | 0 | 0 | 0 | 0 | 0 | 0 | 0 | 0 | 0 | 0 | 0 | 0 | 0 | 0 | 5 | 25 | 0
FY24 | 6 | 0 | 0 | 0 | 0 | 0 | 0 | 0 | 0 | 0 | 0 | 0 | 0 | 0 | 0 | 0 | 0 | 0 | 0 | 0 | 0 | 0 | 0 | 0 | 0 | 0 | 0 | 0 | 0 | 0 | 0 | 0 | 6 | 36 | 0
FY25 | 7 | 0 | 0 | 0 | 0 | 0 | 0 | 0 | 0 | 0 | 0 | 0 | 0 | 0 | 0 | 0 | 0 | 0 | 0 | 0 | 0 | 0 | 0 | 0 | 0 | 0 | 0 | 0 | 0 | 0 | 0 | 0 | 7 | 49 | 0
FY26 | 8 | 0 | 0 | 0 | 0 | 0 | 0 | 0 | 0 | 0 | 0 | 0 | 0 | 0 | 0 | 0 | 0 | 0 | 0 | 0 | 0 | 0 | 0 | 0 | 0 | 0 | 0 | 0 | 0 | 0 | 0 | 0 | 8 | 64 | 0
FY27 | 9 | 0 | 0 | 0 | 0 | 0 | 0 | 0 | 0 | 0 | 0 | 0 | 0 | 0 | 0 | 0 | 0 | 0 | 0 | 0 | 0 | 0 | 0 | 0 | 0 | 0 | 0 | 0 | 0 | 0 | 0 | 0 | 9 | 81 | 0
FY28 | 10 | 0 | 0 | 0 | 0 | 0 | 0 | 0 | 0 | 0 | 0 | 0 | 0 | 0 | 0 | 0 | 0 | 0 | 0 | 0 | 0 | 0 | 0 | 0 | 0 | 0 | 0 | 0 | 0 | 0 | 0 | 0 | 10 | 100 | 0
FY29 | 11 | 0 | 0 | 0 | 0 | 0 | 0 | 0 | 0 | 0 | 0 | 0 | 0 | 0 | 0 | 0 | 0 | 0 | 0 | 0 | 0 | 0 | 0 | 0 | 0 | 0 | 0 | 0 | 0 | 0 | 0 | 0 | 11 | 121 | 0
FY30 | 12 | 0 | 0 | 0 | 0 | 0 | 0 | 0 | 0 | 0 | 0 | 0 | 0 | 0 | 0 | 0 | 0 | 0 | 0 | 0 | 0 | 0 | 0 | 0 | 0 | 0 | 0 | 0 | 0 | 0 | 0 | 0 | 12 | 144 | 0
FY31 | 13 | 0 | 0 | 0 | 0 | 0 | 0 | 0 | 0 | 0 | 0 | 0 | 0 | 0 | 0 | 0 | 0 | 0 | 0 | 0 | 0 | 0 | 0 | 0 | 0 | 0 | 0 | 0 | 0 | 0 | 0 | 0 | 13 | 169 | 0
FY32 | 14 | 0 | 0 | 0 | 0 | 0 | 0 | 0 | 0 | 0 | 0 | 0 | 0 | 0 | 0 | 0 | 0 | 0 | 0 | 0 | 0 | 0 | 0 | 0 | 0 | 0 | 0 | 0 | 0 | 0 | 0 | 0 | 14 | 196 | 0
FY33 | 15 | 0 | 0 | 0 | 0 | 0 | 0 | 0 | 0 | 0 | 0 | 0 | 0 | 0 | 0 | 0 | 0 | 0 | 0 | 0 | 0 | 0 | 0 | 0 | 0 | 0 | 0 | 0 | 0 | 0 | 0 | 0 | 15 | 225 | 0
FY34 | 16 | 0 | 0 | 0 | 0 | 0 | 0 | 0 | 0 | 0 | 0 | 0 | 0 | 0 | 0 | 0 | 0 | 0 | 0 | 0 | 0 | 0 | 0 | 0 | 0 | 0 | 0 | 0 | 0 | 0 | 0 | 0 | 16 | 256 | 0
FY35 | 17 | 0 | 0 | 0 | 0 | 0 | 0 | 0 | 0 | 0 | 0 | 0 | 0 | 0 | 0 | 0 | 0 | 0 | 0 | 0 | 0 | 0 | 0 | 0 | 0 | 0 | 0 | 0 | 0 | 0 | 0 | 0 | 17 | 289 | 0
FY36 | 18 | 0 | 0 | 0 | 0 | 0 | 0 | 0 | 0 | 0 | 0 | 0 | 0 | 0 | 0 | 0 | 0 | 0 | 0 | 0 | 0 | 0 | 0 | 0 | 0 | 0 | 0 | 0 | 0 | 0 | 0 | 0 | 18 | 324 | 0
FY37 | 19 | 0 | 0 | 0 | 0 | 0 | 0 | 0 | 0 | 0 | 0 | 0 | 0 | 0 | 0 | 0 | 0 | 0 | 0 | 0 | 0 | 0 | 0 | 0 | 0 | 0 | 0 | 0 | 0 | 0 | 0 | 0 | 19 | 361 | 0
FY38 | 20 | 0 | 0 | 0 | 0 | 0 | 0 | 0 | 0 | 0 | 0 | 0 | 0 | 0 | 0 | 0 | 0 | 0 | 0 | 0 | 0 | 0 | 0 | 0 | 0 | 0 | 0 | 0 | 0 | 0 | 0 | 0 | 20 | 400 | 0
[19 empty] | 20 Year Totals | 0 |  | 0 |  | 0 | 0 |  | 0 |  | 20 Year Total | 0 |  |  | 0 | 0 | 0 | #DIV/0!
Annual Costs - Savings to University
Year |  | Cambridge Chilled Water | Cambridge Electricity | Cambridge Steam | Cambridge Water/Sewer | Boston Water/Sewer | Residential Direct Electric | Commercial Direct Electric | #2 fuel oil | #4 fuel oil | Boston Gas | Cambridge gas | Transportation Gas | Longwood Steam | Longwood Chilled Water | Longwood Electricity | CUSTOM UNITS | COST OF CARBON | Total Annual Utility Costs | Present Value of Utility Costs | Escalated Annual Material Costs | Present Annual Material Costs | Escalated Maintenance/Labor Costs | Present Maintenance/Labor Costs | Present Annual Costs - Non-Utility | Total Annual Cost (non-discounted) | Present Costs including all utilities, materials, and labor | Cumulative Present Costs | Annual Savings Compared to Baseline | Present Value of Annual Savings | Cumulative Savings | Net Savings | IGNORE (values used to calculate DPB)
FY18 | 0 | 0 | 0 | 0 | 0 | 0 | 0 | 0 | 0 | 0 | 0 | 0 | 0 | 0 | 0 | 0 | 0 | 0 | 0 | NA | NA | NA | NA | NA | NA | 0 | 0 | 0 | 0 | 0 | 0 | 0 | 0 | 0 | 0
FY19 | 1 | 0 | 0 | 0 | 0 | 0 | 0 | 0 | 0 | 0 | 0 | 0 | 0 | 0 | 0 | 0 | 0 | 0 | 0 | 0 | 0 | 0 | 0 | 0 | 0 | 0 | 0 | 0 | 0 | 0 | 0 | 0 | 1 | 1 | 0
FY20 | 2 | 0 | 0 | 0 | 0 | 0 | 0 | 0 | 0 | 0 | 0 | 0 | 0 | 0 | 0 | 0 | 0 | 0 | 0 | 0 | 0 | 0 | 0 | 0 | 0 | 0 | 0 | 0 | 0 | 0 | 0 | 0 | 2 | 4 | 0
FY21 | 3 | 0 | 0 | 0 | 0 | 0 | 0 | 0 | 0 | 0 | 0 | 0 | 0 | 0 | 0 | 0 | 0 | 0 | 0 | 0 | 0 | 0 | 0 | 0 | 0 | 0 | 0 | 0 | 0 | 0 | 0 | 0 | 3 | 9 | 0
FY22 | 4 | 0 | 0 | 0 | 0 | 0 | 0 | 0 | 0 | 0 | 0 | 0 | 0 | 0 | 0 | 0 | 0 | 0 | 0 | 0 | 0 | 0 | 0 | 0 | 0 | 0 | 0 | 0 | 0 | 0 | 0 | 0 | 4 | 16 | 0
FY23 | 5 | 0 | 0 | 0 | 0 | 0 | 0 | 0 | 0 | 0 | 0 | 0 | 0 | 0 | 0 | 0 | 0 | 0 | 0 | 0 | 0 | 0 | 0 | 0 | 0 | 0 | 0 | 0 | 0 | 0 | 0 | 0 | 5 | 25 | 0
FY24 | 6 | 0 | 0 | 0 | 0 | 0 | 0 | 0 | 0 | 0 | 0 | 0 | 0 | 0 | 0 | 0 | 0 | 0 | 0 | 0 | 0 | 0 | 0 | 0 | 0 | 0 | 0 | 0 | 0 | 0 | 0 | 0 | 6 | 36 | 0
FY25 | 7 | 0 | 0 | 0 | 0 | 0 | 0 | 0 | 0 | 0 | 0 | 0 | 0 | 0 | 0 | 0 | 0 | 0 | 0 | 0 | 0 | 0 | 0 | 0 | 0 | 0 | 0 | 0 | 0 | 0 | 0 | 0 | 7 | 49 | 0
FY26 | 8 | 0 | 0 | 0 | 0 | 0 | 0 | 0 | 0 | 0 | 0 | 0 | 0 | 0 | 0 | 0 | 0 | 0 | 0 | 0 | 0 | 0 | 0 | 0 | 0 | 0 | 0 | 0 | 0 | 0 | 0 | 0 | 8 | 64 | 0
FY27 | 9 | 0 | 0 | 0 | 0 | 0 | 0 | 0 | 0 | 0 | 0 | 0 | 0 | 0 | 0 | 0 | 0 | 0 | 0 | 0 | 0 | 0 | 0 | 0 | 0 | 0 | 0 | 0 | 0 | 0 | 0 | 0 | 9 | 81 | 0
FY28 | 10 | 0 | 0 | 0 | 0 | 0 | 0 | 0 | 0 | 0 | 0 | 0 | 0 | 0 | 0 | 0 | 0 | 0 | 0 | 0 | 0 | 0 | 0 | 0 | 0 | 0 | 0 | 0 | 0 | 0 | 0 | 0 | 10 | 100 | 0
FY29 | 11 | 0 | 0 | 0 | 0 | 0 | 0 | 0 | 0 | 0 | 0 | 0 | 0 | 0 | 0 | 0 | 0 | 0 | 0 | 0 | 0 | 0 | 0 | 0 | 0 | 0 | 0 | 0 | 0 | 0 | 0 | 0 | 11 | 121 | 0
FY30 | 12 | 0 | 0 | 0 | 0 | 0 | 0 | 0 | 0 | 0 | 0 | 0 | 0 | 0 | 0 | 0 | 0 | 0 | 0 | 0 | 0 | 0 | 0 | 0 | 0 | 0 | 0 | 0 | 0 | 0 | 0 | 0 | 12 | 144 | 0
FY31 | 13 | 0 | 0 | 0 | 0 | 0 | 0 | 0 | 0 | 0 | 0 | 0 | 0 | 0 | 0 | 0 | 0 | 0 | 0 | 0 | 0 | 0 | 0 | 0 | 0 | 0 | 0 | 0 | 0 | 0 | 0 | 0 | 13 | 169 | 0
FY32 | 14 | 0 | 0 | 0 | 0 | 0 | 0 | 0 | 0 | 0 | 0 | 0 | 0 | 0 | 0 | 0 | 0 | 0 | 0 | 0 | 0 | 0 | 0 | 0 | 0 | 0 | 0 | 0 | 0 | 0 | 0 | 0 | 14 | 196 | 0
FY33 | 15 | 0 | 0 | 0 | 0 | 0 | 0 | 0 | 0 | 0 | 0 | 0 | 0 | 0 | 0 | 0 | 0 | 0 | 0 | 0 | 0 | 0 | 0 | 0 | 0 | 0 | 0 | 0 | 0 | 0 | 0 | 0 | 15 | 225 | 0
FY34 | 16 | 0 | 0 | 0 | 0 | 0 | 0 | 0 | 0 | 0 | 0 | 0 | 0 | 0 | 0 | 0 | 0 | 0 | 0 | 0 | 0 | 0 | 0 | 0 | 0 | 0 | 0 | 0 | 0 | 0 | 0 | 0 | 16 | 256 | 0
FY35 | 17 | 0 | 0 | 0 | 0 | 0 | 0 | 0 | 0 | 0 | 0 | 0 | 0 | 0 | 0 | 0 | 0 | 0 | 0 | 0 | 0 | 0 | 0 | 0 | 0 | 0 | 0 | 0 | 0 | 0 | 0 | 0 | 17 | 289 | 0
FY36 | 18 | 0 | 0 | 0 | 0 | 0 | 0 | 0 | 0 | 0 | 0 | 0 | 0 | 0 | 0 | 0 | 0 | 0 | 0 | 0 | 0 | 0 | 0 | 0 | 0 | 0 | 0 | 0 | 0 | 0 | 0 | 0 | 18 | 324 | 0
FY37 | 19 | 0 | 0 | 0 | 0 | 0 | 0 | 0 | 0 | 0 | 0 | 0 | 0 | 0 | 0 | 0 | 0 | 0 | 0 | 0 | 0 | 0 | 0 | 0 | 0 | 0 | 0 | 0 | 0 | 0 | 0 | 0 | 19 | 361 | 0
FY38 | 20 | 0 | 0 | 0 | 0 | 0 | 0 | 0 | 0 | 0 | 0 | 0 | 0 | 0 | 0 | 0 | 0 | 0 | 0 | 0 | 0 | 0 | 0 | 0 | 0 | 0 | 0 | 0 | 0 | 0 | 0 | 0 | 20 | 400 | 0
[19 empty] | 20 Year Totals | 0 |  | 0 |  | 0 | 0 |  | 0 |  | 20 Year Total | 0 |  |  | 0 | 0 | 0 | #DIV/0!
GHG Consumption
Year |  | Cambridge Chilled Water | Cambridge Electricity | Cambridge Steam | Cambridge Water/Sewer | Boston Water/Sewer | Residential Direct Electric | Commercial Direct Electric | #2 fuel oil | #4 fuel oil | Boston Gas | Cambridge gas | Transportation Gas | Longwood Steam | Longwood Chilled Water | Longwood Electricity | CUSTOM UNITS |  | Total GHG Consumed (MTCDE)
FY18 | 0
FY19 | 1 | 0 | 0 | 0 | 0 | 0 | 0 | 0 | 0 | 0 | 0 | 0 | 0 | 0 | 0 | 0 | 0 | 0
FY20 | 2 | 0 | 0 | 0 | 0 | 0 | 0 | 0 | 0 | 0 | 0 | 0 | 0 | 0 | 0 | 0 | 0 | 0
FY21 | 3 | 0 | 0 | 0 | 0 | 0 | 0 | 0 | 0 | 0 | 0 | 0 | 0 | 0 | 0 | 0 | 0 | 0
FY22 | 4 | 0 | 0 | 0 | 0 | 0 | 0 | 0 | 0 | 0 | 0 | 0 | 0 | 0 | 0 | 0 | 0 | 0
FY23 | 5 | 0 | 0 | 0 | 0 | 0 | 0 | 0 | 0 | 0 | 0 | 0 | 0 | 0 | 0 | 0 | 0 | 0
FY24 | 6 | 0 | 0 | 0 | 0 | 0 | 0 | 0 | 0 | 0 | 0 | 0 | 0 | 0 | 0 | 0 | 0 | 0
FY25 | 7 | 0 | 0 | 0 | 0 | 0 | 0 | 0 | 0 | 0 | 0 | 0 | 0 | 0 | 0 | 0 | 0 | 0
FY26 | 8 | 0 | 0 | 0 | 0 | 0 | 0 | 0 | 0 | 0 | 0 | 0 | 0 | 0 | 0 | 0 | 0 | 0
FY27 | 9 | 0 | 0 | 0 | 0 | 0 | 0 | 0 | 0 | 0 | 0 | 0 | 0 | 0 | 0 | 0 | 0 | 0
FY28 | 10 | 0 | 0 | 0 | 0 | 0 | 0 | 0 | 0 | 0 | 0 | 0 | 0 | 0 | 0 | 0 | 0 | 0
FY29 | 11 | 0 | 0 | 0 | 0 | 0 | 0 | 0 | 0 | 0 | 0 | 0 | 0 | 0 | 0 | 0 | 0 | 0
FY30 | 12 | 0 | 0 | 0 | 0 | 0 | 0 | 0 | 0 | 0 | 0 | 0 | 0 | 0 | 0 | 0 | 0 | 0
FY31 | 13 | 0 | 0 | 0 | 0 | 0 | 0 | 0 | 0 | 0 | 0 | 0 | 0 | 0 | 0 | 0 | 0 | 0
FY32 | 14 | 0 | 0 | 0 | 0 | 0 | 0 | 0 | 0 | 0 | 0 | 0 | 0 | 0 | 0 | 0 | 0 | 0
FY33 | 15 | 0 | 0 | 0 | 0 | 0 | 0 | 0 | 0 | 0 | 0 | 0 | 0 | 0 | 0 | 0 | 0 | 0
FY34 | 16 | 0 | 0 | 0 | 0 | 0 | 0 | 0 | 0 | 0 | 0 | 0 | 0 | 0 | 0 | 0 | 0 | 0
FY35 | 17 | 0 | 0 | 0 | 0 | 0 | 0 | 0 | 0 | 0 | 0 | 0 | 0 | 0 | 0 | 0 | 0 | 0
FY36 | 18 | 0 | 0 | 0 | 0 | 0 | 0 | 0 | 0 | 0 | 0 | 0 | 0 | 0 | 0 | 0 | 0 | 0
FY37 | 19 | 0 | 0 | 0 | 0 | 0 | 0 | 0 | 0 | 0 | 0 | 0 | 0 | 0 | 0 | 0 | 0 | 0
FY38 | 20 | 0 | 0 | 0 | 0 | 0 | 0 | 0 | 0 | 0 | 0 | 0 | 0 | 0 | 0 | 0 | 0 | 0
[18 empty] | OPTION B 20 Year Total | 0 | MTCDE
[18 empty] | BASELINE 20 Year Total | 0 | MTCDE
[18 empty] | OPTION B 20 Year Savings Compared to BASELINE | 0 | MTCDE
Note on S54: Emissions Note: Emissions in Year 0 are provided only for reference. These savings are not factored into other GHG reporting on the results page.
Note on T30: Calculation Info: Note that the 20 Year metrics do not reference Year 0 utility costs, as all savings are assumed to happen in the following year. This is only shown to provide the "First Year Savings" for "Savings to Building" in the Results tab.
Note on AA5: Cost Notes: The only cost carried here is the initial cost of installation. All utility and maintenance costs are assumed to start in Year 1.
Note on AA30: Cost Notes: The only cost carried here is the initial cost of installation. All utility and maintenance costs are assumed to start in Year 1.